## README
README
This excel file is provided as an attachment to the 2024 Technical memo for the MATS Review of the RTR to document fPM rate and PM upgrade assumptions for the final PM analysis
Note: "Not a Number" (NaN) are used as data flags or fillers for unavailable data
Note: Rounding in this spreadsheet may result in approximate values
This document is organized as follows:
Unit-Level Information and Inputs sheet: Summarizes the relevant unit-level information for the analysis.
Data sources: NEEDS (8-17-23 version): https://www.epa.gov/power-sector-modeling/national-electric-energy-data-system-needs-v6
fPM compliance data for "N" in column L "Additional Data Review Since Proposal" was provided in the proposal docket
fPM compliance data for "Y" in column L "Additional Data Review Since Proposal" is provided in the docket for the final rule
Quarterly Lowest Achieved fPM Rates (99th percentile of each quarter, lb/MMBtu) prints the 99th percentile of each quarter of fPM data evaluated. The lowest value is the lowest achieved fPM rate used throughout the analysis
0.015, 0.010, and 0.006 Limit Assumption sheets: Summarizes the PM control upgrade assumption and cost for the EGUs identified as needing additional controls
Capital Charge Rate (%) in column I is shown and applied for EGUs retiring in the near-term needing ESP upgrades. Other cost assumptions are already annual. Costs are in 2019$
Emission reductions (tons) for fPM2.5 and the individual metals uses emission factors provided in the "Metals Ratios" tab.
Metals Ratios: Emission factors for the 10 non-Hg HAP metals, total metals, and fPM2.5
Unit-specific emission ratios were derived from the 2010 Information Collection Request (ICR) data, which is described in the 2018 memo "Emission Factor Development for RTR Risk Modeling Dataset for Coal- and Oil-fired EGUs" (Docket ID No. EPA-HQ-OAR-2018-0794-0010).
FF Upgrade Estimated Costs: Summarizes the Bag upgrade and Increased Std Bag Frequency costs used throughout the costs analysis. See 2024 Technical memo.
FF Install Estimated Costs: Documents the Capital, VOM, and FOM costs used to estimate FF install costs
The total costs were calculated by:
[(Capital Cost $/kW)*(Capacity, MW)*1000)*Capital Charge Rate (%)]+[(VOM $/MWh)*(Average Annual Gross Generation, MWh)*Capital Charge Rate ($)]+[FOM ($/kW yr)*Capacity (MW)*1000]
Average Annual Gross Generation was not available for Mayo (ORIS 6250). In this case, gross generation was estimated assuming a 50% capacity factor.

## Unit-Level Information & Inputs
|  | Plant Name | UniqueID_Final | Number of Units | Latitude | Longitude | State Name | Capacity (MW) | Modeled Fuels | PM Control | On Line Year | Retirement Year | Owner Name | Additional Data Review since Proposal | Number of Quarters Evaluated | Compliance Method | Heat Rate (Btu/kWh) | Average Annual Heat Input (mmBtu) | Quarterly Lowest Achieved fPM Rates (99th percentile of each quarter, lb/MMBtu) | Lowest Achieved fPM Rate (lowest 99th percentile, lb/MMBtu) | Average of All Data (lb/MMBtu) | Ratio average/minimum
3 | 0 | Barry | 3_B_5 | 1 | 31.0069 | -88.0103 | Alabama | 756 | Bituminous | ESPC + WS | 1971 |  | Alabama Power Co | N | 4 | Stack | 10141 | 33220819.4 | 0.005, 0.016, 0.00396, 0.01092 | 0.00396 | 0.00775 | 1.9571
59 | 1 | Platte | 59_B_1 | 1 | 40.8548 | -98.3482 | Nebraska | 100 | Subbituminous | ESPH + B | 1982 |  | Grand Island Utilities | N | 2 | PM CEMS | 11578 | 5565508.2 | 0.00407, 0.00772 | 0.0040682 | 0.0021236 | 0.52199
60 | 2 | Whelan Energy Center | 60_B_1 | 1 | 40.5809 | -98.3124 | Nebraska | 77 | Subbituminous | ESPC | 1981 |  | Hastings Utilities (NE) | N | 1 | PM CEMS | 12708 | 4392679 | 0.00682 | 0.0068218 | 0.0065137 | 0.95484
60 | 3 | Whelan Energy Center | 60_B_2 | 1 | 40.5809 | -98.3124 | Nebraska | 232 | Subbituminous | B | 2011 |  | Heartland Consumers Power District | N | 1 | PM CEMS | 12132 | 9879679.2 | 0.00105 | 0.0010509 | 0.0010184 | 0.96905
108 | 4 | Holcomb | 108_B_SGU1 | 1 | 37.9308 | -100.9725 | Kansas | 359 | Subbituminous | B | 1983 |  | Sunflower Electric Power Corp | N | 2 | Stack | 10904 | 15493499.6 | 0.00189, 0.0069 | 0.00189 | 0.00385 | 2.037
130 | 6 | Cross | 130_B_1 | 1 | 33.3715 | -80.1132 | South Carolina | 580 | Bituminous | ESPC + WS | 1995 |  | Santee Cooper | N | 1 | PM CEMS | 10570 | 22112425.8 | 0.0025 | 0.002496 | 0.0023333 | 0.93483
130 | 5 | Cross | 130_B_2 | 1 | 33.3715 | -80.1132 | South Carolina | 570 | Bituminous | ESPC + WS | 1984 |  | Santee Cooper | N | 3 | CPMS | 10475 | 2390664.25 | 0.00182, 0.00193 | 0.0018191 | 0.0016604 | 0.91276
130 | 7 | Cross | 130_B_3 | 1 | 33.3715 | -80.1132 | South Carolina | 600 | Bituminous | ESPC + WS | 2007 |  | Santee Cooper | N | 2 | Stack | 9772 | 29926795.8 | 0.00508, 0.0026 | 0.002596 | 0.0034167 | 1.3161
130 | 8 | Cross | 130_B_4 | 1 | 33.3715 | -80.1132 | South Carolina | 600 | Bituminous | ESPC + WS | 2008 |  | Santee Cooper | N | 2 | Stack | 9801 | 34028890.4 | 0.0052, 0.0029 | 0.002898 | 0.0039167 | 1.3515
136 | 9 | Seminole | 136_B_2 | 1 | 29.7331 | -81.6328 | Florida | 657 | Bituminous | ESPC | 1984 |  | Seminole Electric Coop Inc | N | 4 | Stack | 9871 | 37530746.6 | 0.02592, 0.00998, 0.00798, 0.01994 | 0.00798 | 0.014167 | 1.7753
160 | 10 | Apache Station | 160_B_3 | 1 | 32.0603 | -109.8931 | Arizona | 175 | Bituminous, Subbituminous | ESPH | 1979 |  | Arizona Electric Power Coop Inc | N | 2 | Stack | 11040 | 10556309 | 0.00418, 0.00568 | 0.004182 | 0.0041333 | 0.98836
165 | 11 | GREC | 165_B_2 | 1 | 36.1903 | -95.2894 | Oklahoma | 492 | Subbituminous | B | 1982 |  | Grand River Dam Authority | N | 1 | Stack | 12314 | 6051935.6 | 0.001 | 0.001 | 0.001 | 1
298 | 12 | Limestone | 298_B_LIM1 | 1 | 31.4219 | -96.2525 | Texas | 831 | Lignite, Subbituminous | ESPC | 1985 | 2029 | NRG Texas LLC | N | 2 | Stack | 10605 | 38867552 | 0.0023, 0.00818 | 0.0022964 | 0.00457 | 1.9901
298 | 13 | Limestone | 298_B_LIM2 | 1 | 31.4219 | -96.2525 | Texas | 858 | Lignite, Subbituminous | ESPC | 1986 | 2029 | NRG Texas LLC | N | 2 | Stack | 10567 | 44935143.8 | 0.00287, 0.00508 | 0.002874 | 0.0033283 | 1.1581
470 | 14 | Comanche | 470_B_3 | 1 | 38.2081 | -104.5747 | Colorado | 750 | Subbituminous | B | 2010 | 2031 | Public Service Co of Colorado | N | 1 | PM CEMS | 10459 | 36691347.2 | 0.0068 | 0.0068 | 0.0062098 | 0.9132
525 | 15 | Hayden | 525_B_H1 | 1 | 40.4856 | -107.185 | Colorado | 179 | Bituminous | B | 1976 | 2029 | Public Service Co of Colorado | N | 2 | Stack | 10910 | 12697981.4 | 0.00498, 0.002 | 0.002 | 0.0028333 | 1.4167
628 | 16 | Crystal River | 628_B_4 | 1 | 28.9656 | -82.6977 | Florida | 712 | Bituminous | ESPC | 1982 | 2034 | Duke Energy Florida | N | 2 | PM CEMS | 10431 | 31839844.2 | 0.00814, 0.0111 | 0.0081418 | 0.0077547 | 0.95245
628 | 17 | Crystal River | 628_B_5 | 1 | 28.9656 | -82.6977 | Florida | 710 | Bituminous | ESPC | 1984 | 2034 | Duke Energy Florida | N | 2 | PM CEMS | 10391 | 31809430 | 0.00814, 0.0111 | 0.0081418 | 0.0077547 | 0.95245
645 | 18 | Big Bend | 645_B_BB04 | 1 | 27.7944 | -82.4036 | Florida | 437 | Bituminous, Natural Gas | ESPC | 1985 |  | Tampa Electric Co | N | 1 | PM CEMS | 10792 | 20229002 | 0.00953 | 0.00953 | 0.0025662 | 0.26928
667 | 19 | Northside Generating Station | 667_B_1 | 1 | 30.4172 | -81.5525 | Florida | 293 | Bituminous, Petroleum Coke | B | 2002 |  | JEA | N | 2 | Stack | 10368 | 15447831.6 | 0.00307, 0.00123 | 0.0012264 | 0.0010655 | 0.8688
667 | 20 | Northside Generating Station | 667_B_2 | 1 | 30.4172 | -81.5525 | Florida | 293 | Bituminous, Petroleum Coke | B | 2002 |  | JEA | N | 2 | Stack | 10386 | 9628369.2 | 0.002, 0.002 | 0.002 | 0.0018333 | 0.91667
703 | 21 | Bowen | 703_B_1BLR | 1 | 34.1256 | -84.9222 | Georgia | 724 | Bituminous | ESPC + WS | 1971 |  | Georgia Power Co | N | 2 | Stack | 10032 | 28454220 | 0.006, 0.004 | 0.004 | 0.0046667 | 1.1667
703 | 22 | Bowen | 703_B_2BLR | 1 | 34.1256 | -84.9222 | Georgia | 724 | Bituminous | ESPC + WS | 1972 |  | Georgia Power Co | N | 2 | Stack | 9954 | 21631343 | 0.00398, 0.00598 | 0.00398 | 0.0043333 | 1.0888
703 | 23 | Bowen | 703_B_3BLR | 1 | 34.1256 | -84.9222 | Georgia | 892 | Bituminous | ESPC + B + WS | 1974 | 2035 | Georgia Power Co | N | 2 | Stack | 9780 | 32043261.6 | 0.00496, 0.003 | 0.003 | 0.0031667 | 1.0556
703 | 24 | Bowen | 703_B_4BLR | 1 | 34.1256 | -84.9222 | Georgia | 892 | Bituminous | ESPC + B + WS | 1975 | 2035 | Georgia Power Co | N | 2 | Stack | 9726 | 36952380 | 0.00298, 0.002 | 0.002 | 0.002 | 1
963 | 25 | Dallman | 963_B_41 | 1 | 39.7548 | -89.6024 | Illinois | 208 | Bituminous | B | 2009 | 2050 | Springfield Water Light & Power Dept | N | 2 | Stack | 11450 | 10559535 | 0.00353, 0.00192 | 0.0019161 | 0.0022182 | 1.1576
976 | 26 | Marion | 976_B_123 | 1 | 37.6197 | -88.9531 | Illinois | 120 | Bituminous, Waste Coal | B | 1978 | 2030 | Southern Illinois Power Coop | Y | 26 | PM CEMS | 11487 | 9343124.2 | 0.00671, 0.007, 0.005, 0.008, 0.017, 0.021, 0.02411, 0.018, 0.022, 0.023, 0.022, 0.022, 0.02211, 0.018, 0.021, 0.01675, 0.013, 0.012, 0.02, 0.021, 0.024, 0.025, 0.023, 0.026, 0.007 | 0.005 | 0.013835 | 2.7669
983 | 27 | Clifty Creek | 983_B_1, 983_B_2, 983_B_3 | 3 | 38.7378 | -85.4206 | Indiana | 588 | Bituminous, Subbituminous | ESPC | 1955 |  | Indiana Kentucky Electric Corp | N | 2 | PM CEMS | 10819 | 32060764.2 | 0.00316, 0.00318 | 0.0031619 | 0.0030164 | 0.95399
983 | 30 | Clifty Creek | 983_B_4, 983_B_5, 983_B_6 | 3 | 38.7378 | -85.4206 | Indiana | 588 | Bituminous, Subbituminous | ESPC | 1955 |  | Indiana Kentucky Electric Corp | N | 2 | PM CEMS | 10734 | 28159964.8 | 0.00231, 0.00209 | 0.00209 | 0.0018382 | 0.87952
1001 | 33 | Cayuga | 1001_B_1 | 1 | 39.9242 | -87.4244 | Indiana | 500 | Bituminous | ESPC | 1970 | 2029 | Duke Energy Indiana | N | 2 | PM CEMS | 10203 | 26586210.8 | 0.00438, 0.00429 | 0.0042885 | 0.004051 | 0.94462
1001 | 34 | Cayuga | 1001_B_2 | 1 | 39.9242 | -87.4244 | Indiana | 495 | Bituminous | ESPC | 1972 | 2029 | Duke Energy Indiana | N | 2 | PM CEMS | 10254 | 23364633.4 | 0.00348, 0.004 | 0.0034842 | 0.0032206 | 0.92436
1040 | 35 | Whitewater Valley | 1040_B_1, 1040_B_2 | 2 | 39.8028 | -84.8953 | Indiana | 100 | Bituminous | ESPC + B | 1955 |  | Richmond Power & Light | N | 2 | Stack | 13048 | 488813.4 | 0.00398, 0.00494 | 0.00398 | 0.0031667 | 0.79564
1082 | 37 | Walter Scott Jr Energy Center | 1082_B_3 | 1 | 41.18 | -95.8408 | Iowa | 708 | Subbituminous | ESPC + B | 1978 |  | MidAmerican Energy Co | Y | 26 | Stack | 9926 | 40207209.2 | 0.00169, 0.00367, 0.00869, 0.01374, 0.01249, 0.00738, 0.0107, 0.01118, 0.0102, 0.0047, 0.00409, 0.00489, 0.02588, 0.01598, 0.01198, 0.014, 0.01094, 0.00898, 0.0119, 0.012, 0.00896, 0.01198, 0.01096, 0.01594, 0.011, 0.01 | 0.0016922 | 0.0092479 | 5.465
1082 | 38 | Walter Scott Jr Energy Center | 1082_B_4 | 1 | 41.18 | -95.8408 | Iowa | 814 | Subbituminous | B | 2007 |  | MidAmerican Energy Co | Y | 11 | Stack | 9977 | 37777960.2 | 0.00998, 0.00539, 0.00539, 0.00709, 0.00447, 0.00667, 0.0048, 0.0022, 0.00619, 0.01067, 0.00698 | 0.002198 | 0.0057576 | 2.6195
1091 | 39 | George Neal North | 1091_B_3 | 1 | 42.2998 | -96.3617 | Iowa | 515 | Subbituminous | ESPC + B | 1975 |  | MidAmerican Energy Co | Y | 12 | Stack | 10462 | 19350933.4 | 0.0016, 0.00169, 0.00958, 0.0008, 0.0025, 0.00527, 0.00408, 0.00486, 0.0027, 0.00466, 0.00466, 0.007 | 0.0008 | 0.0034 | 4.25
1167 | 40 | Muscatine Plant #1 | 1167_B_8 | 1 | 41.3917 | -91.0569 | Iowa | 44 | Subbituminous | ESPC | 1969 | 2029 | Muscatine Power & Water | N | 2 | Stack | 8300 | 4236794.2 | 0.00408, 0.00239 | 0.002392 | 0.0025667 | 1.073
1167 | 41 | Muscatine Plant #1 | 1167_B_9 | 1 | 41.3917 | -91.0569 | Iowa | 163 | Subbituminous | ESPC | 1983 |  | Muscatine Power & Water | N | 2 | Stack | 8800 | 7849715.6 | 0.00549, 0.0036 | 0.0036 | 0.0042333 | 1.1759
1241 | 42 | La Cygne | 1241_B_1 | 1 | 38.3481 | -94.6456 | Kansas | 736 | Bituminous, Subbituminous | B | 1973 | 2032 | Evergy Kansas South Inc | N | 1 | PM CEMS | 10600 | 28205233 | 0.00524 | 0.00524 | 0.0049777 | 0.94995
1241 | 43 | La Cygne | 1241_B_2 | 1 | 38.3481 | -94.6456 | Kansas | 662 | Bituminous, Subbituminous | B | 1977 | 2039 | Evergy Kansas South Inc | N | 1 | PM CEMS | 10424 | 31893486.6 | 0.002 | 0.0020009 | 0.0019385 | 0.9688
1355 | 44 | E W Brown | 1355_B_3 | 1 | 37.7883 | -84.7126 | Kentucky | 409 | Bituminous | ESPC + B | 1971 | 2029 | Kentucky Utilities Co | N | 1 | PM CEMS | 11543 | 12832270.2 | 0.01007 | 0.010066 | 0.005908 | 0.58694
1356 | 45 | Ghent | 1356_B_1 | 1 | 38.7497 | -85.035 | Kentucky | 474 | Bituminous | ESPC + B | 1973 | 2034 | Kentucky Utilities Co | N | 1 | PM CEMS | 10759 | 29922634.4 | 0.00504 | 0.00504 | 0.0048459 | 0.96148
1356 | 46 | Ghent | 1356_B_2, 1356_B_3 | 2 | 38.7497 | -85.035 | Kentucky | 980 | Bituminous | ESPH + B | 1977 | 2034 | Kentucky Utilities Co | N | 2 | PM CEMS | 10767 | 52025098.8 | 0.00862, 0.00807 | 0.0080709 | 0.0076005 | 0.94172
1356 | 48 | Ghent | 1356_B_4 | 1 | 38.7497 | -85.035 | Kentucky | 465 | Bituminous | ESPH + B | 1984 | 2037 | Kentucky Utilities Co | N | 3 | PM CEMS | 10946 | 28052416.6 | 0.01743, 0.00602, 0.00626 | 0.0060233 | 0.0078745 | 1.3073
1364 | 49 | Mill Creek | 1364_B_3 | 1 | 38.0525 | -85.9103 | Kentucky | 391 | Bituminous | ESPC + B | 1978 | 2039 | Louisville Gas & Electric Co | Y | 26 | PM CEMS | 10521 | 22780542.6 | 0.00189, 0.00181, 0.00202, 0.00236, 0.00253, 0.0022, 0.00199, 0.00216, 0.00211, 0.00205, 0.00224, 0.00263, 0.00222, 0.00207, 0.00187, 0.00183, 0.00191, 0.00194, 0.00179, 0.00177, 0.00193, 0.00205, 0.00204, 0.00217, 0.00184 | 0.00177 | 0.0019074 | 1.0777
1364 | 50 | Mill Creek | 1364_B_4 | 1 | 38.0525 | -85.9103 | Kentucky | 477 | Bituminous | ESPC + B | 1982 | 2039 | Louisville Gas & Electric Co | Y | 26 | PM CEMS | 10452 | 28938246.4 | 0.00769, 0.00768, 0.00722, 0.00739, 0.00752, 0.00717, 0.00758, 0.00733, 0.00729, 0.00738, 0.02174, 0.02182, 0.0218, 0.02124, 0.02152, 0.02233, 0.02204, 0.02206, 0.02137, 0.01185, 0.0035, 0.00351, 0.00363, 0.00369, 0.00345 | 0.0034476 | 0.01143 | 3.3153
1379 | 51 | Shawnee | 1379_B_1, 1379_B_2, 1379_B_3, 1379_B_4, 1379_B_5 | 5 | 37.1517 | -88.775 | Kentucky | 670 | Bituminous, Subbituminous | B + C | 1953 | 2034 | Tennessee Valley Authority | N | 2 | Stack | 11164 | 37710678 | 0.00547, 0.0071 | 0.00547 | 0.0052 | 0.95064
1379 | 56 | Shawnee | 1379_B_6, 1379_B_7, 1379_B_8, 1379_B_9 | 4 | 37.1517 | -88.775 | Kentucky | 536 | Bituminous, Subbituminous | B + C | 1954 | 2034 | Tennessee Valley Authority | N | 2 | Stack | 11190 | 30393395.4 | 0.00559, 0.00905 | 0.00559 | 0.00635 | 1.136
1384 | 60 | Cooper | 1384_B_1, 1384_B_2 | 2 | 36.9981 | -84.5919 | Kentucky | 341 | Bituminous | ESPC + B | 1969 |  | East Kentucky Power Coop | N | 1 | PM CEMS | 10639 | 3985228 | 0.005 | 0.005 | 0.0048261 | 0.96522
1393 | 62 | R S Nelson | 1393_B_6 | 1 | 30.2844 | -93.2911 | Louisiana | 550 | Subbituminous, Petroleum Coke | ESPC | 1982 |  | Entergy Louisiana LLC | N | 3 | PM CEMS | 11854 | 23296516.6 | 0.00785, 0.01001, 0.01201 | 0.0078517 | 0.0084027 | 1.0702
1733 | 63 | Monroe | 1733_B_1 | 1 | 41.8906 | -83.3464 | Michigan | 758 | Bituminous, Subbituminous | ESPC | 1972 | 2029 | DTE Electric Co | N | 2 | PM CEMS | 10181 | 38741386.8 | 0.00609, 0.00609 | 0.00609 | 0.0041467 | 0.68091
1733 | 64 | Monroe | 1733_B_2 | 1 | 41.8906 | -83.3464 | Michigan | 773 | Bituminous, Subbituminous | ESPC | 1973 | 2029 | DTE Electric Co | N | 2 | PM CEMS | 10223 | 38043065.6 | 0.007, 0.008 | 0.007 | 0.0048587 | 0.6941
1733 | 65 | Monroe | 1733_B_3 | 1 | 41.8906 | -83.3464 | Michigan | 773 | Bituminous, Subbituminous, Petroleum Coke | ESPC | 1973 | 2029 | DTE Electric Co | N | 2 | PM CEMS | 10180 | 40110145.4 | 0.00409, 0.004 | 0.004 | 0.0032391 | 0.80978
1733 | 66 | Monroe | 1733_B_4 | 1 | 41.8906 | -83.3464 | Michigan | 762 | Bituminous, Subbituminous, Petroleum Coke | ESPC | 1974 | 2029 | DTE Electric Co | N | 2 | PM CEMS | 10154 | 38390195.8 | 0.003, 0.005 | 0.003 | 0.0034402 | 1.1467
1893 | 67 | Clay Boswell | 1893_B_3 | 1 | 47.2611 | -93.6528 | Minnesota | 364 | Subbituminous | B | 1973 | 2030 | ALLETE Inc | N | 1 | PM CEMS | 10599 | 22093847.2 | 0.0028 | 0.0028 | 0.0021163 | 0.75582
1893 | 68 | Clay Boswell | 1893_B_4 | 1 | 47.2611 | -93.6528 | Minnesota | 584 | Subbituminous | B | 1980 | 2035 | ALLETE Inc | N | 1 | PM CEMS | 10639 | 37658193.6 | 0.0106 | 0.0106 | 0.0074739 | 0.70509
1915 | 69 | Allen S King | 1915_B_1 | 1 | 45.03 | -92.7786 | Minnesota | 511 | Subbituminous | ESPC + B | 1968 | 2029 | Northern States Power Co (Minnesota) | N | 2 | Stack | 9792 | 20340011.6 | 0.00559, 0.0032 | 0.003196 | 0.00405 | 1.2672
2079 | 70 | Hawthorn | 2079_B_5A | 1 | 39.1306 | -94.4778 | Missouri | 564 | Subbituminous | B | 2000 |  | Evergy Metro Inc | N | 2 | Stack | 10285 | 26298144 | 0.00209, 0.00824 | 0.002092 | 0.004735 | 2.2634
2103 | 71 | Labadie | 2103_B_1 | 1 | 38.5622 | -90.8377 | Missouri | 593 | Subbituminous | ESPC | 1970 | 2042 | Ameren Missouri | Y | 27 | PM CEMS | 10396 | 40426523.4 | 0.01654, 0.017, 0.017, 0.017, 0.019, 0.022, 0.024, 0.02611, 0.027, 0.024, 0.023, 0.022, 0.022, 0.01709, 0.018, 0.014, 0.015, 0.022, 0.02, 0.021, 0.02, 0.026, 0.019, 0.01411, 0.018, 0.019, 0.022 | 0.014 | 0.017519 | 1.2513
2103 | 72 | Labadie | 2103_B_2 | 1 | 38.5622 | -90.8377 | Missouri | 593 | Subbituminous | ESPC | 1971 | 2042 | Ameren Missouri | Y | 27 | PM CEMS | 10397 | 40621980.2 | 0.01654, 0.017, 0.017, 0.017, 0.019, 0.022, 0.024, 0.02611, 0.027, 0.024, 0.023, 0.022, 0.022, 0.01709, 0.018, 0.014, 0.015, 0.022, 0.02, 0.021, 0.02, 0.026, 0.019, 0.01411, 0.018, 0.019, 0.022 | 0.014 | 0.017519 | 1.2513
2103 | 73 | Labadie | 2103_B_3 | 1 | 38.5622 | -90.8377 | Missouri | 593 | Subbituminous | ESPC | 1972 | 2036 | Ameren Missouri | Y | 27 | PM CEMS | 10427 | 36981374.6 | 0.01654, 0.017, 0.017, 0.017, 0.019, 0.022, 0.024, 0.02611, 0.027, 0.024, 0.023, 0.022, 0.022, 0.01709, 0.018, 0.014, 0.015, 0.022, 0.02, 0.021, 0.02, 0.026, 0.019, 0.01411, 0.018, 0.019, 0.022 | 0.014 | 0.017519 | 1.2513
2103 | 74 | Labadie | 2103_B_4 | 1 | 38.5622 | -90.8377 | Missouri | 593 | Subbituminous | ESPC | 1973 | 2036 | Ameren Missouri | Y | 27 | PM CEMS | 10397 | 39856724.8 | 0.01654, 0.017, 0.017, 0.017, 0.019, 0.022, 0.024, 0.02611, 0.027, 0.024, 0.023, 0.022, 0.022, 0.01709, 0.018, 0.014, 0.015, 0.022, 0.02, 0.021, 0.02, 0.026, 0.019, 0.01411, 0.018, 0.019, 0.022 | 0.014 | 0.017519 | 1.2513
2107 | 75 | Sioux | 2107_B_1 | 1 | 38.9155 | -90.2902 | Missouri | 487 | Bituminous, Subbituminous | ESPC | 1967 | 2030 | Ameren Missouri | N | 1 | PM CEMS | 11127 | 23831659.6 | 0.003 | 0.003 | 0.0027609 | 0.92029
2107 | 76 | Sioux | 2107_B_2 | 1 | 38.9155 | -90.2902 | Missouri | 487 | Bituminous, Subbituminous | ESPC | 1968 | 2030 | Ameren Missouri | N | 1 | PM CEMS | 11339 | 21584179.8 | 0.005 | 0.005 | 0.004163 | 0.83261
2167 | 77 | New Madrid | 2167_B_1 | 1 | 36.5147 | -89.5617 | Missouri | 579 | Subbituminous | ESPC | 1972 |  | Associated Electric Coop Inc | N | 2 | Stack | 9859 | 30288292.4 | 0.01094, 0.00498 | 0.00498 | 0.0061667 | 1.2383
2167 | 78 | New Madrid | 2167_B_2 | 1 | 36.5147 | -89.5617 | Missouri | 575 | Subbituminous | ESPC | 1977 |  | Associated Electric Coop Inc | N | 4 | Stack | 9814 | 32910568 | 0.01588, 0.00498, 0.01882, 0.012 | 0.00498 | 0.0098333 | 1.9746
2168 | 79 | Thomas Hill | 2168_B_MB1 | 1 | 39.5522 | -92.6381 | Missouri | 165 | Subbituminous | ESPC | 1966 |  | Associated Electric Coop Inc | N | 2 | Stack | 9907 | 13301299 | 0.002, 0.0018 | 0.001796 | 0.0016 | 0.89087
2168 | 80 | Thomas Hill | 2168_B_MB2 | 1 | 39.5522 | -92.6381 | Missouri | 270 | Subbituminous | ESPC | 1969 |  | Associated Electric Coop Inc | N | 2 | Stack | 9930 | 18741658.4 | 0.005, 0.003 | 0.003 | 0.0036667 | 1.2222
2168 | 81 | Thomas Hill | 2168_B_MB3 | 1 | 39.5522 | -92.6381 | Missouri | 699 | Subbituminous | ESPC | 1982 |  | Associated Electric Coop Inc | N | 2 | Stack | 9903 | 48542424.4 | 0.00598, 0.003 | 0.003 | 0.004 | 1.3333
2240 | 82 | Lon Wright | 2240_B_8 | 1 | 41.4281 | -96.4623 | Nebraska | 82 | Subbituminous | ESPH + B | 1976 |  | Fremont Dept of Public Utilities | N | 2 | Stack | 12240 | 4018529.2 | 0.00248, 0.00317 | 0.002476 | 0.0018333 | 0.74044
2277 | 84 | Sheldon | 2277_B_1 | 1 | 40.5589 | -96.7847 | Nebraska | 104 | Subbituminous | B | 1968 |  | Nebraska Public Power District | Y | 10 | Stack | 11681 | 4304764 | 0.00456, 0.00456, 0.00483, 0.01284, 0.00256, 0.00492, 0.00686, 0.00686, 0.00361, 0.00475 | 0.0025624 | 0.004993 | 1.9486
2277 | 83 | Sheldon | 2277_B_2 | 1 | 40.5589 | -96.7847 | Nebraska | 115 | Subbituminous | B | 1961 |  | Nebraska Public Power District | Y | 9 | Stack | 11706 | 4242653 | 0.0007, 0.00092, 0.01079, 0.00272, 0.00278, 0.00279, 0.00216, 0.00278, 0.00381 | 0.00070088 | 0.0028553 | 4.0739
2364 | 85 | Merrimack | 2364_B_1, 2364_B_2 | 2 | 43.1411 | -71.4692 | New Hampshire | 438 | Bituminous | ESPC | 1960 |  | GSP Merrimack LLC | N | 2 | Stack | 11390 | 3580622.6 | 0.00786 | 0.007862 | 0.0059667 | 0.75892
2367 | 87 | Schiller | 2367_B_4 | 1 | 43.0978 | -70.7842 | New Hampshire | 48 | Bituminous | ESPC | 1952 |  | GSP Schiller LLC | N | 2 | Stack | 14500 | 400721.25 | 0.00328, 0.00199 | 0.001992 | 0.0020167 | 1.0124
2367 | 88 | Schiller | 2367_B_6 | 1 | 43.0978 | -70.7842 | New Hampshire | 48 | Bituminous | ESPC | 1957 |  | GSP Schiller LLC | N | 2 | Stack | 14500 | 444906 | 0.00566, 0.01141 | 0.005658 | 0.0053667 | 0.94851
2442 | 90 | Four Corners | 2442_B_4 | 1 | 36.69 | -108.4814 | New Mexico | 770 | Subbituminous | B | 1969 | 2031 | Arizona Public Service Co | N | 2 | Stack | 9771 | 40123758 | 0.01042, 0.00398 | 0.00398 | 0.0053 | 1.3317
2442 | 89 | Four Corners | 2442_B_5 | 1 | 36.69 | -108.4814 | New Mexico | 770 | Subbituminous | B | 1963 | 2031 | Arizona Public Service Co | N | 2 | Stack | 9766 | 40853828.2 | 0.00588, 0.0029 | 0.002896 | 0.0039667 | 1.3697
2712 | 91 | Roxboro | 2712_B_1 | 1 | 36.4833 | -79.0731 | North Carolina | 379 | Bituminous | ESPC | 1966 | 2029 | Duke Energy Progress | N | 1 | PM CEMS | 10245 | 7317537.4 | 0.00438 | 0.0043809 | 0.0043063 | 0.98297
2712 | 92 | Roxboro | 2712_B_2 | 1 | 36.4833 | -79.0731 | North Carolina | 668 | Bituminous | ESPC | 1968 | 2029 | Duke Energy Progress | N | 1 | PM CEMS | 10393 | 15223206 | 0.00381 | 0.0038136 | 0.002471 | 0.64794
2712 | 93 | Roxboro | 2712_B_3A, 2712_B_3B | 2 | 36.4833 | -79.0731 | North Carolina | 694 | Bituminous | ESPC | 1973 | 2034 | Duke Energy Progress | N | 1 | PM CEMS | 10296 | 21165195.2 | 0.00256 | 0.00256 | 0.0024508 | 0.95733
2712 | 95 | Roxboro | 2712_B_4A, 2712_B_4B | 2 | 36.4833 | -79.0731 | North Carolina | 698 | Bituminous | ESPH | 1980 | 2034 | Duke Energy Progress | N | 3 | PM CEMS | 10364 | 18511734.8 | 0.01528, 0.01277, 0.01452 | 0.01277 | 0.012301 | 0.96328
2721 | 97 | James E. Rogers Energy Complex | 2721_B_5 | 1 | 35.22 | -81.7594 | North Carolina | 544 | Bituminous, Natural Gas | ESPC | 1972 |  | Duke Energy Carolinas | N | 1 | PM CEMS | 9385 | 12198233.6 | 0.00202 | 0.0020203 | 0.0019678 | 0.97401
2721 | 98 | James E. Rogers Energy Complex | 2721_B_6 | 1 | 35.22 | -81.7594 | North Carolina | 844 | Bituminous, Natural Gas | B | 2012 | 2048 | Duke Energy Carolinas | N | 1 | PM CEMS | 9090 | 40493525.6 | 0.00184 | 0.0018373 | 0.0017817 | 0.96976
2727 | 99 | Marshall | 2727_B_1, 2727_B_2 | 2 | 35.5975 | -80.9658 | North Carolina | 740 | Bituminous | ESPC | 1965 | 2029 | Duke Energy Carolinas | N | 1 | PM CEMS | 9477 | 19398894.2 | 0.00353 | 0.0035348 | 0.0029496 | 0.83444
2727 | 102 | Marshall | 2727_B_3 | 1 | 35.5975 | -80.9658 | North Carolina | 658 | Bituminous | ESPC | 1969 | 2033 | Duke Energy Carolinas | N | 1 | PM CEMS | 9344 | 24536594.4 | 0.00112 | 0.0011154 | 0.0010442 | 0.9362
2727 | 100 | Marshall | 2727_B_4 | 1 | 35.5975 | -80.9658 | North Carolina | 660 | Bituminous | ESPC | 1965 | 2033 | Duke Energy Carolinas | N | 1 | PM CEMS | 9300 | 32547429.4 | 0.00249 | 0.0024877 | 0.0023854 | 0.95889
2817 | 103 | Leland Olds | 2817_B_1 | 1 | 47.2808 | -101.3212 | North Dakota | 222 | Lignite, Subbituminous | ESPC | 1966 |  | Basin Electric Power Coop | N | 2 | Stack | 11851 | 12425543.2 | 0.01025, 0.00699 | 0.006992 | 0.0072833 | 1.0417
2817 | 104 | Leland Olds | 2817_B_2 | 1 | 47.2808 | -101.3212 | North Dakota | 445 | Lignite, Subbituminous | ESPC | 1975 |  | Basin Electric Power Coop | N | 2 | Stack | 11751 | 24932913.2 | 0.00739, 0.00569 | 0.005692 | 0.0060667 | 1.0658
2823 | 105 | Milton R Young | 2823_B_B1 | 1 | 47.0659 | -101.2131 | North Dakota | 237 | Lignite | ESPC | 1970 |  | Minnkota Power Coop | Y | 31 | PM CEMS | 11631 | 19083043.2 | 0.01, 0.01, 0.01, 0.01, 0.01, 0.01, 0.00816, 0.007, 0.003, 0.004, 0.004, 0.004, 0.006, 0.008, 0.004, 0.004, 0.004, 0.005, 0.005, 0.004, 0.005, 0.006, 0.006, 0.005, 0.004, 0.004, 0.005, 0.004 | 0.003 | 0.0053075 | 1.7692
2823 | 106 | Milton R Young | 2823_B_B2 | 1 | 47.0659 | -101.2131 | North Dakota | 447 | Lignite | ESPC | 1977 |  | Square Butte Electric Coop | Y | 31 | PM CEMS | 11391 | 34488733 | 0.01, 0.01, 0.01, 0.01, 0.01, 0.02, 0.02, 0.02, 0.01, 0.01, 0.01, 0.02, 0.02, 0.01, 0.01, 0.01, 0.01, 0.01, 0.01, 0.01, 0.01, 0.01, 0.01, 0.01, 0.02, 0.01, 0.02, 0.02 | 0.01 | 0.010839 | 1.0839
2828 | 107 | Cardinal | 2828_B_1 | 1 | 40.2522 | -80.6486 | Ohio | 585 | Bituminous | ESPC | 1966 |  | AEP Generation Resources Inc | N | 2 | Stack | 9899 | 34073012.2 | 0.00318, 0.00296 | 0.002962 | 0.0021167 | 0.71461
2828 | 108 | Cardinal | 2828_B_2 | 1 | 40.2522 | -80.6486 | Ohio | 585 | Bituminous | ESPC | 1967 |  | Buckeye Power Inc | N | 2 | Stack | 9906 | 33684585.8 | 0.00308, 0.00139 | 0.00139 | 0.0016167 | 1.1631
2828 | 109 | Cardinal | 2828_B_3 | 1 | 40.2522 | -80.6486 | Ohio | 620 | Bituminous | ESPH | 1977 | 2029 | Buckeye Power Inc | N | 2 | Stack | 10103 | 34222062 | 0.0052, 0.0053 | 0.005196 | 0.0047833 | 0.92058
2876 | 110 | Kyger Creek | 2876_B_1, 2876_B_2 | 2 | 38.9144 | -82.1289 | Ohio | 386 | Bituminous, Subbituminous | ESPC | 1955 |  | Ohio Valley Electric Corp | N | 1 | PM CEMS | 10558 | 23781286.6 | 0.00179 | 0.00179 | 0.0015508 | 0.86635
2876 | 112 | Kyger Creek | 2876_B_3, 2876_B_4, 2876_B_5 | 3 | 38.9144 | -82.1289 | Ohio | 576 | Bituminous, Subbituminous | ESPC | 1955 |  | Ohio Valley Electric Corp | N | 1 | PM CEMS | 10579 | 35099525.2 | 0.00484 | 0.0048409 | 0.0045638 | 0.94276
2878 | 115 | FirstEnergy Bay Shore | 2878_B_1 | 1 | 41.6917 | -83.4378 | Ohio | 136 | Subbituminous, Petroleum Coke | B | 2000 |  | Walleye Power LLC | N | 2 | Stack | 12574 | 13582201.2 | 0.00199, 0.00278 | 0.0019866 | 0.002134 | 1.0742
2952 | 116 | Muskogee | 2952_B_6 | 1 | 35.7614 | -95.2873 | Oklahoma | 503 | Subbituminous | ESPC | 1984 | 2049 | Oklahoma Gas & Electric Co | N | 3 | CPMS | 11137 | 20910150.8 | 0.00694, 0.0051, 0.00729 | 0.005098 | 0.0056222 | 1.1028
3130 | 117 | Seward | 3130_B_1, 3130_B_2 | 2 | 40.4062 | -79.0337 | Pennsylvania | 520 | Waste Coal | B | 2004 |  | Seward Generation LLC | N | 2 | Stack | 10969 | 26368613.4 | 0.00379, 0.00399 | 0.003794 | 0.0034833 | 0.91812
3297 | 119 | Wateree | 3297_B_WAT1, 3297_B_WAT2 | 2 | 33.8264 | -80.6228 | South Carolina | 684 | Bituminous | ESPC + B | 1970 | 2029 | Dominion Energy South Carolina | N | 2 | Stack | 10329 | 25620911 | 0.00296, 0.002 | 0.002 | 0.0018333 | 0.91667
3298 | 121 | Williams | 3298_B_WIL1 | 1 | 33.0158 | -79.9297 | South Carolina | 605 | Bituminous | ESPC | 1973 | 2029 | South Carolina Generating Co Inc | N | 2 | Stack | 9833 | 25461091.6 | 0.001, 0.0059 | 0.001 | 0.0018333 | 1.8333
3399 | 122 | Cumberland | 3399_B_1 | 1 | 36.3903 | -87.6539 | Tennessee | 1239 | Bituminous | ESPC | 1973 | 2029 | Tennessee Valley Authority | N | 2 | Stack | 10158 | 52293313.6 | 0.00608, 0.0039 | 0.003896 | 0.0045667 | 1.1721
3403 | 123 | Gallatin | 3403_B_1 | 1 | 36.3156 | -86.4006 | Tennessee | 225 | Bituminous, Subbituminous | ESPC + B | 1956 | 2032 | Tennessee Valley Authority | Y | 25 | Stack | 10662 | 11718691.8 | 0.00098, 0.0025, 0.00476, 0.00288, 0.0032, 0.0062, 0.00749, 0.00929, 0.01149, 0.011, 0.00477, 0.003, 0.00919, 0.01257, 0.0169, 0.00859, 0.0065, 0.00309, 0.00178, 0.00349, 0.0013, 0.00339, 0.00229, 0.0031, 0.0031 | 0.00098 | 0.0051192 | 5.2237
3403 | 124 | Gallatin | 3403_B_2 | 1 | 36.3156 | -86.4006 | Tennessee | 225 | Bituminous, Subbituminous | ESPC + B | 1957 | 2032 | Tennessee Valley Authority | Y | 23 | Stack | 10633 | 10329481 | 0.001, 0.00199, 0.00428, 0.00109, 0.0028, 0.00419, 0.0079, 0.00063, 0.00419, 0.00568, 0.0046, 0.0031, 0.01104, 0.01098, 0.00459, 0.00589, 0.00678, 0.00757, 0.016, 0.01468, 0.00718, 0.0066, 0.00218 | 0.0006272 | 0.005272 | 8.4057
3403 | 125 | Gallatin | 3403_B_3 | 1 | 36.3156 | -86.4006 | Tennessee | 263 | Bituminous, Subbituminous | ESPC + B | 1959 | 2032 | Tennessee Valley Authority | Y | 25 | Stack | 10669 | 12250168.2 | 0.0, 0.00529, 0.00547, 0.003, 0.00066, 0.00268, 0.0017, 0.0053, 0.0071, 0.00378, 0.00146, 0.0016, 0.00753, 0.0034, 0.01076, 0.00519, 0.0034, 0.00408, 0.00319, 0.00259, 0.0048, 0.00389, 0.0079, 0.01018, 0.00539 | 0 | 0.0037961 | #DIV/0!
3403 | 126 | Gallatin | 3403_B_4 | 1 | 36.3156 | -86.4006 | Tennessee | 263 | Bituminous, Subbituminous | ESPC + B | 1959 | 2032 | Tennessee Valley Authority | Y | 22 | Stack | 10657 | 12111533 | 0.001, 0.004, 0.01078, 0.00106, 0.0016, 0.00188, 0.01, 0.00818, 0.00748, 0.00698, 0.00219, 0.00548, 0.0022, 0.00219, 0.00699, 0.0055, 0.00689, 0.008, 0.00579, 0.00868, 0.00699, 0.01689 | 0.001 | 0.0054238 | 5.4238
3470 | 127 | W A Parish | 3470_B_WAP5 | 1 | 29.4828 | -95.6311 | Texas | 659 | Subbituminous | B | 1977 |  | NRG Texas LLC | N | 2 | Stack | 10451 | 36521083 | 0.00127, 0.001 | 0.000996 | 0.00079167 | 0.79485
3470 | 128 | W A Parish | 3470_B_WAP6 | 1 | 29.4828 | -95.6311 | Texas | 653 | Subbituminous | B | 1978 |  | NRG Texas LLC | N | 2 | Stack | 10463 | 35458320.8 | 0.00141, 0.0002 | 0.000198 | 0.00049167 | 2.4832
3470 | 129 | W A Parish | 3470_B_WAP7 | 1 | 29.4828 | -95.6311 | Texas | 577 | Subbituminous | B | 1980 |  | NRG Texas LLC | N | 2 | Stack | 10444 | 31443893 | 0.00019, 0.00328 | 0.000189 | 0.001095 | 5.7937
3470 | 130 | W A Parish | 3470_B_WAP8 | 1 | 29.4828 | -95.6311 | Texas | 610 | Subbituminous | B | 1982 |  | NRG Texas LLC | N | 2 | Stack | 10480 | 36412158.8 | 0.00154, 0.00715 | 0.001535 | 0.0019851 | 1.2932
3935 | 131 | John E Amos | 3935_B_1 | 1 | 38.4731 | -81.8233 | West Virginia | 800 | Bituminous | ESPC | 1971 | 2040 | Appalachian Power Co | N | 2 | Stack | 9891 | 31378970.6 | 0.00347, 0.00369 | 0.00347 | 0.0027 | 0.7781
3935 | 132 | John E Amos | 3935_B_2 | 1 | 38.4731 | -81.8233 | West Virginia | 800 | Bituminous | ESPC | 1972 | 2040 | Appalachian Power Co | N | 2 | Stack | 9911 | 34167368 | 0.001, 0.00518 | 0.001 | 0.0026 | 2.6
3935 | 133 | John E Amos | 3935_B_3 | 1 | 38.4731 | -81.8233 | West Virginia | 1300 | Bituminous | ESPC | 1973 | 2040 | AEP Generation Resources Inc | N | 2 | Stack | 10019 | 56465795.8 | 0.00169, 0.00547 | 0.00169 | 0.0027667 | 1.6371
3943 | 134 | FirstEnergy Fort Martin Power Station | 3943_B_1 | 1 | 39.7108 | -79.9275 | West Virginia | 552 | Bituminous, Subbituminous | ESPC + WS | 1967 | 2036 | Monongahela Power Co | N | 2 | Stack | 10223 | 27898438 | 0.00691, 0.01549 | 0.006908 | 0.0089667 | 1.298
3943 | 135 | FirstEnergy Fort Martin Power Station | 3943_B_2 | 1 | 39.7108 | -79.9275 | West Virginia | 546 | Bituminous, Subbituminous | ESPC + WS | 1968 | 2036 | Monongahela Power Co | N | 2 | Stack | 10240 | 29281885.6 | 0.00517, 0.01276 | 0.005168 | 0.0058594 | 1.1338
3944 | 136 | FirstEnergy Harrison Power Station | 3944_B_1 | 1 | 39.3842 | -80.3325 | West Virginia | 652 | Bituminous | ESPC + WS | 1972 | 2040 | Monongahela Power Co | N | 2 | Stack | 10184 | 38613533.2 | 0.01512, 0.01462 | 0.014617 | 0.012781 | 0.87442
3944 | 137 | FirstEnergy Harrison Power Station | 3944_B_2 | 1 | 39.3842 | -80.3325 | West Virginia | 651 | Bituminous | ESPC + WS | 1973 | 2040 | Monongahela Power Co | N | 2 | Stack | 10116 | 40560442.4 | 0.01945, 0.01461 | 0.014612 | 0.013872 | 0.94935
3944 | 138 | FirstEnergy Harrison Power Station | 3944_B_3 | 1 | 39.3842 | -80.3325 | West Virginia | 651 | Bituminous | ESPC + WS | 1974 | 2040 | Monongahela Power Co | N | 2 | Stack | 10120 | 42550521.4 | 0.02011, 0.01511 | 0.015109 | 0.015448 | 1.0225
3948 | 139 | Mitchell | 3948_B_1 | 1 | 39.8297 | -80.8153 | West Virginia | 770 | Bituminous | ESPC | 1971 | 2040 | AEP Generation Resources Inc | N | 2 | Stack | 10248 | 25200647 | 0.00689, 0.0035 | 0.0035 | 0.0033667 | 0.9619
3948 | 140 | Mitchell | 3948_B_2 | 1 | 39.8297 | -80.8153 | West Virginia | 790 | Bituminous | ESPC | 1971 | 2040 | AEP Generation Resources Inc | N | 2 | Stack | 9996 | 31247369.2 | 0.00269, 0.01096 | 0.002694 | 0.0054 | 2.0045
3954 | 141 | Mt Storm | 3954_B_1, 3954_B_2 | 2 | 39.2008 | -79.2636 | West Virginia | 1109 | Bituminous | ESPC + WS | 1965 |  | Virginia Electric & Power Co | Y | 28 | PM CEMS | 10094 | 40835468.4 | 0.008, 0.008, 0.01334, 0.00835, 0.009, 0.01, 0.011, 0.012, 0.013, 0.01, 0.011, 0.01, 0.015, 0.016, 0.016, 0.019, 0.018, 0.016, 0.01729, 0.022, 0.02122, 0.022, 0.015, 0.011, 0.01, 0.013, 0.015, 0.008 | 0.008 | 0.011695 | 1.4619
3954 | 143 | Mt Storm | 3954_B_3 | 1 | 39.2008 | -79.2636 | West Virginia | 520 | Bituminous | ESPC + WS | 1973 |  | Virginia Electric & Power Co | Y | 31 | PM CEMS | 10433 | 16289259.4 | 0.013, 0.013, 0.007, 0.006, 0.011, 0.012, 0.011, 0.012, 0.01, 0.012, 0.014, 0.013, 0.009, 0.008, 0.00675, 0.011, 0.01356, 0.017, 0.017, 0.018, 0.014, 0.017, 0.01734, 0.013, 0.021, 0.02091, 0.018, 0.015, 0.012, 0.011 | 0.006 | 0.010892 | 1.8153
4078 | 144 | Weston | 4078_B_3 | 1 | 44.8606 | -89.6553 | Wisconsin | 327 | Subbituminous | B | 1981 |  | Wisconsin Public Service Corp | N | 2 | PM CEMS | 9994 | 11108717 | 0.007, 0.007 | 0.007 | 0.0064906 | 0.92722
4078 | 145 | Weston | 4078_B_4 | 1 | 44.8606 | -89.6553 | Wisconsin | 550 | Subbituminous | B | 2008 |  | Wisconsin Public Service Corp | N | 2 | PM CEMS | 9679 | 30325729 | 0.001, 0.001 | 0.001 | 0.00068667 | 0.68667
4125 | 146 | Manitowoc | 4125_B_9 | 1 | 44.082 | -87.6558 | Wisconsin | 58 | Bituminous, Subbituminous, Petroleum Coke | B + C | 2005 |  | Manitowoc Public Utilities | N | 2 | PM CEMS | 12066 | 2137714.2 | 0.001, 0.001 | 0.001 | 0.001 | 1
4158 | 147 | Dave Johnston | 4158_B_BW41 | 1 | 42.8378 | -105.7769 | Wyoming | 93 | Subbituminous | ESPC | 1959 | 2029 | PacifiCorp | N | 2 | Stack | 11001 | 6992669.8 | 0.00298, 0.00066 | 0.00066208 | 0.001372 | 2.0723
4158 | 149 | Dave Johnston | 4158_B_BW42 | 1 | 42.8378 | -105.7769 | Wyoming | 105 | Subbituminous | ESPC | 1961 | 2029 | PacifiCorp | N | 2 | Stack | 10996 | 7847158.6 | 0.00298, 0.00211 | 0.002112 | 0.0020202 | 0.95653
4158 | 148 | Dave Johnston | 4158_B_BW44 | 1 | 42.8378 | -105.7769 | Wyoming | 330 | Subbituminous | B | 1959 | 2039 | PacifiCorp | N | 2 | Stack | 11341 | 22159595.8 | 0.003, 0.00898 | 0.003 | 0.0053333 | 1.7778
4271 | 150 | John P Madgett | 4271_B_B1 | 1 | 44.3036 | -91.9126 | Wisconsin | 390 | Subbituminous | ESPH + B | 1979 |  | Dairyland Power Coop | N | 2 | PM CEMS | 11241 | 19453899 | 0.0, 0.0 | 0 | 0 | #DIV/0!
6002 | 151 | James H Miller Jr | 6002_B_1 | 1 | 33.6319 | -87.0597 | Alabama | 688 | Subbituminous | ESPC + WS | 1978 |  | Alabama Power Co | Y | 27 | Stack | 10102 | 49176179.6 | 0.00898, 0.007, 0.0139, 0.004, 0.003, 0.00498, 0.004, 0.004, 0.00296, 0.01198, 0.01684, 0.01996, 0.00792, 0.00398, 0.01962, 0.00992, 0.00394, 0.00798, 0.00598, 0.00696, 0.00198, 0.00596, 0.002, 0.002, 0.0069, 0.002, 0.00494 | 0.00198 | 0.005237 | 2.645
6002 | 152 | James H Miller Jr | 6002_B_2 | 1 | 33.6319 | -87.0597 | Alabama | 695 | Subbituminous | ESPC + WS | 1985 |  | Alabama Power Co | Y | 27 | Stack | 10098 | 49535181.6 | 0.00498, 0.00796, 0.00796, 0.00888, 0.00594, 0.00298, 0.00498, 0.03934, 0.01, 0.012, 0.01884, 0.00596, 0.004, 0.008, 0.00198, 0.004, 0.004, 0.01494, 0.00698, 0.013, 0.01186, 0.01088, 0.00398, 0.00494, 0.00298, 0.00692, 0.003 | 0.00198 | 0.0058647 | 2.962
6002 | 153 | James H Miller Jr | 6002_B_3 | 1 | 33.6319 | -87.0597 | Alabama | 687 | Subbituminous | ESPC + WS | 1989 |  | Alabama Power Co | Y | 27 | Stack | 10001 | 49511769.6 | 0.00698, 0.00496, 0.00696, 0.00598, 0.00498, 0.005, 0.00988, 0.00792, 0.0099, 0.007, 0.02672, 0.01188, 0.00298, 0.00498, 0.003, 0.003, 0.00498, 0.00596, 0.006, 0.00596, 0.001, 0.00296, 0.002, 0.003, 0.003, 0.00298, 0.00298 | 0.001 | 0.004321 | 4.321
6002 | 154 | James H Miller Jr | 6002_B_4 | 1 | 33.6319 | -87.0597 | Alabama | 699 | Subbituminous | ESPC + WS | 1991 |  | Alabama Power Co | Y | 26 | Stack | 10011 | 53301349.4 | 0.01296, 0.006, 0.01384, 0.003, 0.003, 0.004, 0.00598, 0.00298, 0.00794, 0.00892, 0.01682, 0.0168, 0.00796, 0.0099, 0.00596, 0.00498, 0.00296, 0.00296, 0.00796, 0.01082, 0.00296, 0.001, 0.00198, 0.003, 0.002, 0.00594 | 0.001 | 0.0044231 | 4.4231
6018 | 155 | East Bend | 6018_B_2 | 1 | 38.9036 | -84.8514 | Kentucky | 600 | Bituminous | ESPH | 1981 | 2041 | Duke Energy Kentucky | N | 3 | PM CEMS | 10919 | 34180722 | 0.01805, 0.0099, 0.01142 | 0.0099 | 0.0095258 | 0.96221
6021 | 156 | Craig | 6021_B_C2 | 1 | 40.4627 | -107.5912 | Colorado | 410 | Subbituminous | B | 1979 | 2029 | Salt River Project | N | 2 | Stack | 10240 | 28172962.6 | 0.00992, 0.006 | 0.006 | 0.0061667 | 1.0278
6021 | 157 | Craig | 6021_B_C3 | 1 | 40.4627 | -107.5912 | Colorado | 448 | Subbituminous | B | 1984 | 2030 | Tri State Generation & Transmission Association Inc | N | 2 | Stack | 10014 | 26444041.6 | 0.00598, 0.004 | 0.004 | 0.0046667 | 1.1667
6030 | 158 | Coal Creek | 6030_B_1 | 1 | 47.3777 | -101.1571 | North Dakota | 574 | Lignite | ESPC | 1979 |  | Great River Energy | N | 2 | Stack | 9950 | 44666267.6 | 0.00498, 0.00298 | 0.00298 | 0.0031667 | 1.0626
6030 | 159 | Coal Creek | 6030_B_2 | 1 | 47.3777 | -101.1571 | North Dakota | 573 | Lignite | ESPC | 1981 |  | Great River Energy | N | 2 | Stack | 9950 | 44883238.2 | 0.00298, 0.002 | 0.002 | 0.002 | 1
6041 | 160 | H L Spurlock | 6041_B_1 | 1 | 38.7 | -83.8181 | Kentucky | 300 | Bituminous | ESPC + WESP | 1977 |  | East Kentucky Power Coop | Y | 30 | PM CEMS | 10121 | 16131590.2 | 0.002, 0.002, 0.001, 0.002, 0.001, 0.001, 0.001, 0.001, 0.001, 0.001, 0.001, 0.001, 0.002, 0.002, 0.001, 0.001, 0.002, 0.002, 0.002, 0.003, 0.004, 0.009, 0.008, 0.002, 0.002, 0.002, 0.002, 0.003, 0.002, 0.002 | 0.001 | 0.0016669 | 1.6669
6041 | 161 | H L Spurlock | 6041_B_2 | 1 | 38.7 | -83.8181 | Kentucky | 510 | Bituminous | ESPH + WESP | 1981 |  | East Kentucky Power Coop | Y | 30 | PM CEMS | 10048 | 26983263.4 | 0.002, 0.002, 0.002, 0.002, 0.002, 0.001, 0.003, 0.002, 0.002, 0.002, 0.002, 0.002, 0.002, 0.002, 0.003, 0.003, 0.002, 0.002, 0.002, 0.002, 0.002, 0.002, 0.001, 0.001, 0.002, 0.002, 0.002, 0.002, 0.002, 0.001 | 0.001 | 0.0016573 | 1.6573
6041 | 162 | H L Spurlock | 6041_B_3 | 1 | 38.7 | -83.8181 | Kentucky | 268 | Bituminous | B | 2005 |  | East Kentucky Power Coop | Y | 31 | PM CEMS | 10121 | 15860604.2 | 0.007, 0.011, 0.008, 0.007, 0.007, 0.009, 0.011, 0.011, 0.009, 0.004, 0.008, 0.008, 0.0051, 0.009, 0.00909, 0.01, 0.012, 0.012, 0.011, 0.004, 0.007, 0.009, 0.008, 0.014, 0.014, 0.005, 0.012, 0.014, 0.012, 0.011, 0.01 | 0.004 | 0.007355 | 1.8387
6041 | 163 | H L Spurlock | 6041_B_4 | 1 | 38.7 | -83.8181 | Kentucky | 268 | Bituminous | B | 2009 |  | East Kentucky Power Coop | Y | 31 | PM CEMS | 10121 | 14439358.8 | 0.003, 0.002, 0.004, 0.004, 0.004, 0.004, 0.006, 0.006, 0.007, 0.007, 0.007, 0.00711, 0.007, 0.002, 0.002, 0.001, 0.003, 0.004, 0.003, 0.002, 0.002, 0.003, 0.004, 0.004, 0.005, 0.004, 0.006, 0.008, 0.0071, 0.003, 0.003 | 0.001 | 0.0032681 | 3.2681
6055 | 164 | Big Cajun 2 | 6055_B_2B3 | 1 | 30.7261 | -91.3692 | Louisiana | 580 | Subbituminous | ESPC | 1981 | 2032 | Louisiana Generating LLC | N | 1 | PM CEMS | 10438 | 22098583.6 | 0.009 | 0.009 | 0.009 | 1
6064 | 165 | Nearman Creek | 6064_B_N1 | 1 | 39.1681 | -94.6975 | Kansas | 240 | Subbituminous | ESPC + B | 1981 |  | Kansas City Board Public Utilities | Y | 23 | PM CEMS | 11426 | 13047576.4 | 0.003, 0.003, 0.003, 0.003, 0.003, 0.003, 0.003, 0.003, 0.003, 0.003, 0.004, 0.004, 0.004, 0.004, 0.003, 0.00311, 0.004, 0.003, 0.003, 0.003, 0.004, 0.004, 0.003 | 0.003 | 0.0031339 | 1.0446
6065 | 166 | Iatan | 6065_B_1 | 1 | 39.4472 | -94.98 | Missouri | 700 | Subbituminous | B | 1980 | 2039 | Evergy Metro Inc | N | 1 | PM CEMS | 9632 | 31437576.2 | 0.002 | 0.002 | 0.0019565 | 0.97826
6065 | 167 | Iatan | 6065_B_2 | 1 | 39.4472 | -94.98 | Missouri | 882 | Subbituminous | B | 2010 |  | Evergy Metro Inc | N | 1 | PM CEMS | 9502 | 47845256.8 | 0.009 | 0.009 | 0.0055435 | 0.61594
6068 | 168 | Jeffrey Energy Center | 6068_B_1 | 1 | 39.2865 | -96.1172 | Kansas | 728 | Subbituminous | ESPC | 1978 | 2039 | Evergy Kansas Central Inc | N | 2 | Stack | 10990 | 31342747.2 | 0.00269, 0.00546 | 0.002686 | 0.00365 | 1.3589
6068 | 169 | Jeffrey Energy Center | 6068_B_2 | 1 | 39.2865 | -96.1172 | Kansas | 733 | Subbituminous | ESPC | 1980 | 2039 | Evergy Kansas Central Inc | N | 4 | Stack | 11132 | 31502135.2 | 0.00549, 0.01229, 0.00616 | 0.005494 | 0.0069333 | 1.262
6068 | 170 | Jeffrey Energy Center | 6068_B_3 | 1 | 39.2865 | -96.1172 | Kansas | 728 | Subbituminous | ESPC | 1983 | 2030 | Evergy Kansas Central Inc | N | 2 | Stack | 11180 | 31270608 | 0.01116, 0.00897 | 0.0089662 | 0.0087433 | 0.97514
6071 | 171 | Trimble County | 6071_B_1 | 1 | 38.5847 | -85.4117 | Kentucky | 511 | Bituminous | ESPC + B | 1990 | 2045 | Louisville Gas & Electric Co | Y | 28 | PM CEMS | 10039 | 31052470.4 | 0.00898, 0.00922, 0.00909, 0.00883, 0.0084, 0.00883, 0.00903, 0.00868, 0.00853, 0.01162, 0.01909, 0.02993, 0.0061, 0.00416, 0.00516, 0.00742, 0.0058, 0.0048, 0.00555, 0.00768, 0.00756, 0.00677, 0.00488, 0.00812, 0.00579, 0.00563, 0.00422 | 0.0041636 | 0.0069844 | 1.6775
6071 | 172 | Trimble County | 6071_B_2 | 1 | 38.5847 | -85.4117 | Kentucky | 732 | Bituminous, Subbituminous | ESPC + B | 2011 | 2066 | Kentucky Utilities Co | Y | 30 | PM CEMS | 9716 | 43897826 | 0.0048, 0.00801, 0.00789, 0.00729, 0.0078, 0.00711, 0.00683, 0.00696, 0.00709, 0.0071, 0.00724, 0.0073, 0.00497, 0.00473, 0.0087, 0.00926, 0.00513, 0.00515, 0.00468, 0.00548, 0.00682, 0.00762, 0.00744, 0.0071, 0.00698, 0.00278, 0.003, 0.0034, 0.00416, 0.00392 | 0.0027809 | 0.0054494 | 1.9596
6076 | 173 | Colstrip | 6076_B_3 | 1 | 45.8831 | -106.614 | Montana | 740 | Subbituminous | WS | 1984 |  | Talen Montana LLC | Y | 37 | Stack | 10791 | 51323286.6 | 0.0348, 0.028, 0.02494, 0.03074, 0.02098, 0.02198, 0.02396, 0.02496, 0.02898, 0.04494, 0.02498, 0.019, 0.02394, 0.02098, 0.01998, 0.02298, 0.01998, 0.01798, 0.01998, 0.01796, 0.01798, 0.01898, 0.02198, 0.01998, 0.02, 0.02, 0.01798, 0.019, 0.01996, 0.022, 0.02098, 0.02296, 0.02698, 0.01898, 0.023, 0.02098, 0.01996 | 0.01796 | 0.021294 | 1.1856
6076 | 174 | Colstrip | 6076_B_4 | 1 | 45.8831 | -106.614 | Montana | 740 | Subbituminous | WS | 1986 |  | NorthWestern Corp | Y | 37 | Stack | 10803 | 49614571.6 | 0.01798, 0.01998, 0.02698, 0.02194, 0.02194, 0.03098, 0.02696, 0.02396, 0.03496, 0.05782, 0.02198, 0.01894, 0.02198, 0.02198, 0.024, 0.02698, 0.01998, 0.02798, 0.021, 0.02494, 0.02894, 0.021, 0.02894, 0.02496, 0.02698, 0.02498, 0.01898, 0.02096, 0.018, 0.02696, 0.022, 0.02798, 0.02298, 0.02196, 0.01898, 0.017, 0.01898 | 0.017 | 0.023162 | 1.3625
6077 | 175 | Gerald Gentleman | 6077_B_1 | 1 | 41.0808 | -101.1408 | Nebraska | 665 | Subbituminous | B | 1979 |  | Nebraska Public Power District | Y | 12 | Stack | 10041 | 39661257.2 | 0.00714, 0.00234, 0.00333, 0.00153, 0.00067, 0.00241, 0.00276, 0.00332, 0.00256, 0.00504, 0.00354, 0.00546 | 0.00066788 | 0.0027325 | 4.0913
6077 | 176 | Gerald Gentleman | 6077_B_2 | 1 | 41.0808 | -101.1408 | Nebraska | 700 | Subbituminous | B | 1982 |  | Nebraska Public Power District | Y | 12 | Stack | 10068 | 38121182.4 | 0.00333, 0.00208, 0.00247, 0.00312, 0.00107, 0.00295, 0.00376, 0.00317, 0.00327, 0.00394, 0.0044, 0.00609 | 0.0010674 | 0.0030101 | 2.8201
6090 | 177 | Sherburne County | 6090_B_3 | 1 | 45.3808 | -93.8931 | Minnesota | 876 | Subbituminous | B | 1987 | 2030 | Northern States Power Co (Minnesota) | N | 2 | Stack | 10018 | 42588465 | 0.00229, 0.00966 | 0.002294 | 0.0049833 | 2.1723
6095 | 178 | Sooner | 6095_B_1 | 1 | 36.4531 | -97.0528 | Oklahoma | 520 | Subbituminous | ESPC | 1979 | 2044 | Oklahoma Gas & Electric Co | N | 1 | CPMS | 10621 | 18683676 | 0.01035 | 0.010352 | 0.0083333 | 0.805
6095 | 179 | Sooner | 6095_B_2 | 1 | 36.4531 | -97.0528 | Oklahoma | 520 | Subbituminous | ESPC | 1980 | 2045 | Oklahoma Gas & Electric Co | N | 3 | Stack | 10479 | 18662505.4 | 0.00189, 0.00269 | 0.001894 | 0.0019 | 1.0032
6096 | 180 | Nebraska City | 6096_B_1 | 1 | 40.6214 | -95.7764 | Nebraska | 654 | Subbituminous | ESPC | 1979 |  | Omaha Public Power District | Y | 15 | Stack | 9818 | 39013356.2 | 0.01367, 0.00497, 0.01619, 0.00442, 0.00861, 0.00541, 0.01089, 0.00782, 0.01315, 0.01007, 0.0112, 0.00792, 0.01317, 0.00284, 0.00463 | 0.002835 | 0.0080722 | 2.8473
6096 | 181 | Nebraska City | 6096_B_2 | 1 | 40.6214 | -95.7764 | Nebraska | 691 | Subbituminous | B | 2009 |  | Omaha Public Power District | Y | 8 | Stack | 10016 | 42718153.8 | 0.00825, 0.01059, 0.00627, 0.00473, 0.00446, 0.00559, 0.0068, 0.00201 | 0.00201 | 0.0053671 | 2.6702
6098 | 182 | Big Stone | 6098_B_1 | 1 | 45.3037 | -96.5101 | South Dakota | 474 | Subbituminous | B | 1975 |  | Otter Tail Power Co | Y | 5 | Stack | 10230 | 23841505.4 | 0.0005 | 0.000498 | 0.0003 | 0.60241
6101 | 183 | Wyodak | 6101_B_BW91 | 1 | 44.2901 | -105.3815 | Wyoming | 332 | Subbituminous | B | 1978 | 2039 | PacifiCorp | N | 2 | Stack | 12221 | 25699671.6 | 0.00498, 0.002 | 0.002 | 0.0028333 | 1.4167
6113 | 184 | Gibson | 6113_B_1 | 1 | 38.3722 | -87.7658 | Indiana | 630 | Bituminous | ESPC | 1975 | 2035 | Duke Energy Indiana | N | 2 | PM CEMS | 10394 | 28515238.4 | 0.00617, 0.00604 | 0.006041 | 0.0056286 | 0.93174
6113 | 185 | Gibson | 6113_B_2 | 1 | 38.3722 | -87.7658 | Indiana | 630 | Bituminous | ESPC | 1975 | 2035 | Duke Energy Indiana | N | 2 | PM CEMS | 10508 | 30184422.8 | 0.00446, 0.00458 | 0.0044606 | 0.0038647 | 0.8664
6113 | 186 | Gibson | 6113_B_3 | 1 | 38.3722 | -87.7658 | Indiana | 630 | Bituminous | ESPC | 1978 | 2029 | Duke Energy Indiana | N | 2 | PM CEMS | 10586 | 26761125.6 | 0.00981, 0.01076 | 0.0098128 | 0.0085215 | 0.86841
6113 | 187 | Gibson | 6113_B_4 | 1 | 38.3722 | -87.7658 | Indiana | 622 | Bituminous | ESPC | 1979 | 2029 | Duke Energy Indiana | N | 2 | PM CEMS | 10404 | 27117922.2 | 0.00443, 0.00459 | 0.0044302 | 0.0034179 | 0.77149
6138 | 188 | Flint Creek | 6138_B_1 | 1 | 36.2561 | -94.5241 | Arkansas | 528 | Subbituminous | ESPH + B | 1978 | 2039 | Arkansas Electric Coop Corp | N | 2 | Stack | 10629 | 26692444.2 | 0.00308, 0.00059 | 0.000594 | 0.0012167 | 2.0483
6146 | 189 | Martin Lake | 6146_B_1 | 1 | 32.2606 | -94.5706 | Texas | 800 | Lignite, Subbituminous | ESPC | 1977 |  | Luminant | Y | 27 | PM CEMS | 11495 | 47800279.8 | 0.003, 0.006, 0.006, 0.007, 0.026, 0.014, 0.014, 0.01, 0.01, 0.013, 0.01209, 0.013, 0.015, 0.018, 0.019, 0.021, 0.024, 0.025, 0.045, 0.019, 0.01709, 0.011, 0.012, 0.011, 0.015, 0.02109 | 0.003 | 0.013104 | 4.3681
6146 | 190 | Martin Lake | 6146_B_2 | 1 | 32.2606 | -94.5706 | Texas | 805 | Lignite, Subbituminous | ESPC | 1978 |  | Luminant | Y | 27 | PM CEMS | 11314 | 42979261.8 | 0.006, 0.007, 0.006, 0.006, 0.005, 0.008, 0.006, 0.006, 0.006, 0.008, 0.006, 0.008, 0.008, 0.009, 0.006, 0.007, 0.01, 0.011, 0.01, 0.009, 0.013, 0.011, 0.011, 0.009, 0.008, 0.011 | 0.005 | 0.006313 | 1.2626
6146 | 191 | Martin Lake | 6146_B_3 | 1 | 32.2606 | -94.5706 | Texas | 805 | Lignite, Subbituminous | ESPC | 1979 |  | Luminant | Y | 26 | PM CEMS | 11423 | 47020708 | 0.014, 0.007, 0.007, 0.006, 0.007, 0.006, 0.008, 0.008, 0.012, 0.011, 0.012, 0.014, 0.014, 0.011, 0.01, 0.013, 0.012, 0.014, 0.011, 0.012, 0.01, 0.011, 0.008, 0.005, 0.01 | 0.005 | 0.0081709 | 1.6342
6165 | 192 | Hunter | 6165_B_1 | 1 | 39.1747 | -111.0289 | Utah | 471 | Bituminous | ESPC + B | 1978 | 2031 | PacifiCorp | N | 2 | Stack | 10279 | 28474272.6 | 0.00496, 0.00247 | 0.0024695 | 0.0025255 | 1.0227
6165 | 194 | Hunter | 6165_B_2 | 1 | 39.1747 | -111.0289 | Utah | 430 | Bituminous | B | 1980 | 2032 | PacifiCorp | N | 2 | Stack | 10244 | 30828187.4 | 0.00596, 0.00298 | 0.00298 | 0.0035 | 1.1745
6165 | 193 | Hunter | 6165_B_3 | 1 | 39.1747 | -111.0289 | Utah | 460 | Bituminous | B + WS | 1978 | 2032 | PacifiCorp | N | 2 | Stack | 10156 | 30525610.6 | 0.003, 0.00136 | 0.0013588 | 0.0016944 | 1.247
6166 | 195 | Rockport | 6166_B_MB1, 6166_B_MB2 | 2 | 37.9256 | -87.0372 | Indiana | 2600 | Bituminous, Subbituminous | ESPC | 1984 | 2029 | AEP Generating Co | N | 2 | Stack | 10007 | 80586952.8 | 0.00508, 0.00337 | 0.003374 | 0.0029833 | 0.88421
6177 | 197 | Coronado | 6177_B_U1B | 1 | 34.5789 | -109.2708 | Arizona | 380 | Subbituminous | ESPH | 1979 | 2032 | Salt River Project | Y | 31 | PM CEMS | 10617 | 17749344 | 0.01377, 0.017, 0.01509, 0.018, 0.0171, 0.013, 0.012, 0.012, 0.00921, 0.00871, 0.00772, 0.0083, 0.00992, 0.0126, 0.0085, 0.0061, 0.00861, 0.0104, 0.0114, 0.01094, 0.0141, 0.0143, 0.01679, 0.02171, 0.01051, 0.0113, 0.0114, 0.00881, 0.0096, 0.0112 | 0.0061 | 0.0092875 | 1.5225
6177 | 198 | Coronado | 6177_B_U2B | 1 | 34.5789 | -109.2708 | Arizona | 382 | Subbituminous | ESPH | 1980 | 2032 | Salt River Project | Y | 31 | PM CEMS | 10691 | 20726771.4 | 0.01377, 0.017, 0.01509, 0.018, 0.0171, 0.013, 0.012, 0.012, 0.00921, 0.00871, 0.00772, 0.0083, 0.00992, 0.0126, 0.0085, 0.0061, 0.00861, 0.0104, 0.0114, 0.01094, 0.0141, 0.0143, 0.01679, 0.02171, 0.01051, 0.0113, 0.0114, 0.00881, 0.0096, 0.0112 | 0.0061 | 0.0092875 | 1.5225
6179 | 199 | Fayette Power Project | 6179_B_1 | 1 | 29.9172 | -96.7506 | Texas | 590 | Subbituminous | ESPC | 1979 |  | Austin Energy | N | 2 | PM CEMS | 10589 | 37980264.8 | 0.00555, 0.00535 | 0.00535 | 0.0053024 | 0.99111
6179 | 200 | Fayette Power Project | 6179_B_2 | 1 | 29.9172 | -96.7506 | Texas | 590 | Subbituminous | ESPC | 1980 |  | Austin Energy | N | 2 | PM CEMS | 10606 | 41180832.2 | 0.0062, 0.00613 | 0.00613 | 0.0042929 | 0.70032
6179 | 201 | Fayette Power Project | 6179_B_3 | 1 | 29.9172 | -96.7506 | Texas | 435 | Subbituminous | ESPC | 1988 |  | Lower Colorado River Authority | N | 2 | PM CEMS | 10608 | 32408716.6 | 0.00447, 0.00378 | 0.00378 | 0.0034811 | 0.92094
6180 | 202 | Oak Grove | 6180_B_1 | 1 | 31.1803 | -96.4866 | Texas | 855 | Lignite | B | 2010 |  | Oak Grove Management Co LLC | Y | 31 | PM CEMS | 10406 | 67044884 | 0.003, 0.003, 0.003, 0.003, 0.005, 0.007, 0.005, 0.005, 0.005, 0.003, 0.003, 0.002, 0.006, 0.008, 0.006, 0.005, 0.01, 0.009, 0.008, 0.007, 0.009, 0.009, 0.01, 0.008, 0.008, 0.009, 0.008, 0.008, 0.008, 0.009, 0.008 | 0.002 | 0.0051803 | 2.5901
6180 | 203 | Oak Grove | 6180_B_2 | 1 | 31.1803 | -96.4866 | Texas | 855 | Lignite | B | 2011 |  | Oak Grove Management Co LLC | Y | 31 | PM CEMS | 10472 | 60741949.4 | 0.005, 0.003, 0.003, 0.005, 0.004, 0.004, 0.006, 0.004, 0.004, 0.004, 0.004, 0.001, 0.005, 0.006, 0.00509, 0.005, 0.009, 0.007, 0.006, 0.005, 0.007, 0.009, 0.007, 0.004, 0.004, 0.005, 0.004, 0.00411, 0.007, 0.009, 0.009 | 0.001 | 0.0040361 | 4.0361
6183 | 204 | San Miguel | 6183_B_SM-1 | 1 | 28.7044 | -98.4775 | Texas | 391 | Lignite | ESPC | 1982 |  | San Miguel Electric Coop Inc | Y | 7 | Stack | 12358 | 30376084.2 | 0.01852, 0.0098, 0.01496, 0.03418, 0.02259, 0.01029, 0.00816 | 0.0081606 | 0.013565 | 1.6623
6190 | 205 | Brame Energy Center | 6190_B_3-1 | 1 | 31.395 | -92.7167 | Louisiana | 313 | Bituminous, Petroleum Coke | B + C | 2010 |  | CLECO Power LLC | N | 2 | Stack | 10177 | 18266422.6 | 0.00479, 0.00289 | 0.002892 | 0.0034833 | 1.2045
6190 | 206 | Brame Energy Center | 6190_B_3-2 | 1 | 31.395 | -92.7167 | Louisiana | 313 | Bituminous, Petroleum Coke | B + C | 2010 |  | CLECO Power LLC | N | 2 | Stack | 10177 | 18433753.2 | 0.00129, 0.00617 | 0.0012912 | 0.00283 | 2.1918
6194 | 207 | Tolk | 6194_B_171B | 1 | 34.1865 | -102.57 | Texas | 532 | Subbituminous | B | 1982 | 2029 | Southwestern Public Service Co | N | 2 | Stack | 10342 | 16065970 | 0.00099, 0.0007 | 0.000696 | 0.00061667 | 0.88602
6194 | 208 | Tolk | 6194_B_172B | 1 | 34.1865 | -102.57 | Texas | 535 | Subbituminous | B | 1985 | 2029 | Southwestern Public Service Co | N | 2 | Stack | 10255 | 17847878.8 | 0.0007, 0.00058 | 0.0005776 | 0.000525 | 0.90893
6195 | 209 | John Twitty Energy Center | 6195_B_1 | 1 | 37.1517 | -93.388 | Missouri | 184 | Subbituminous | B | 1976 |  | Springfield MO (City of) | Y | 12 | Stack | 10328 | 7587867 | 0.0021, 0.0009, 0.00199, 0.00281, 0.00262, 0.00097, 0.002, 0.00216, 0.00138, 0.00489, 0.00628, 0.00477 | 0.00090244 | 0.0022778 | 2.524
6195 | 210 | John Twitty Energy Center | 6195_B_2 | 1 | 37.1517 | -93.388 | Missouri | 275 | Subbituminous | B | 1976 |  | Springfield MO (City of) | Y | 11 | Stack | 10188 | 14165827.6 | 0.0012, 0.00167, 0.00091, 0.00182, 0.001, 0.00628, 0.00462, 0.00098, 0.00064, 0.00045, 0.0026 | 0.00045072 | 0.0015778 | 3.5005
6204 | 211 | Laramie River Station | 6204_B_1 | 1 | 42.1089 | -104.8825 | Wyoming | 570 | Subbituminous | ESPH | 1980 |  | Western Minnesota Municipal Power Agency | N | 4 | Stack | 10218 | 26906357.6 | 0.01486, 0.02625, 0.0025, 0.0018 | 0.001796 | 0.0079867 | 4.4469
6204 | 212 | Laramie River Station | 6204_B_2 | 1 | 42.1089 | -104.8825 | Wyoming | 570 | Subbituminous | ESPH | 1981 |  | Basin Electric Power Coop | N | 2 | Stack | 10164 | 39919358 | 0.008, 0.008 | 0.008 | 0.007 | 0.875
6204 | 213 | Laramie River Station | 6204_B_3 | 1 | 42.1089 | -104.8825 | Wyoming | 570 | Subbituminous | ESPH | 1982 |  | Basin Electric Power Coop | N | 4 | Stack | 10137 | 43706051.2 | 0.00598, 0.02296, 0.02357, 0.01374 | 0.00598 | 0.014758 | 2.4679
6213 | 215 | Merom | 6213_B_1SG1 | 1 | 39.0694 | -87.5108 | Indiana | 496 | Bituminous | ESPC | 1983 |  | Hoosier Energy R E C, Inc | N | 2 | Stack | 10352 | 25605605.4 | 0.00498, 0.00398 | 0.00398 | 0.0038333 | 0.96315
6213 | 214 | Merom | 6213_B_2SG1 | 1 | 39.0694 | -87.5108 | Indiana | 492 | Bituminous | ESPC | 1982 |  | Hoosier Energy R E C, Inc | N | 2 | Stack | 10408 | 24249177.8 | 0.00498, 0.00496 | 0.00496 | 0.0038333 | 0.77285
6249 | 216 | Winyah | 6249_B_1 | 1 | 33.3318 | -79.3572 | South Carolina | 275 | Bituminous | ESPC + WS | 1975 | 2031 | Santee Cooper | N | 1 | CPMS | 10751 | 7699848.8 | 0.00307 | 0.003068 | 0.003033 | 0.98861
6249 | 217 | Winyah | 6249_B_2 | 1 | 33.3318 | -79.3572 | South Carolina | 285 | Bituminous | ESPC + WS | 1977 | 2031 | Santee Cooper | N | 3 | CPMS | 10687 | 6061530 | 0.00914, 0.00914 | 0.0091381 | 0.0074614 | 0.81651
6249 | 218 | Winyah | 6249_B_3 | 1 | 33.3318 | -79.3572 | South Carolina | 285 | Bituminous | ESPC + WS | 1980 | 2031 | Santee Cooper | N | 3 | CPMS | 10784 | 4608332.6 | 0.00682, 0.00881 | 0.0068164 | 0.0071326 | 1.0464
6249 | 219 | Winyah | 6249_B_4 | 1 | 33.3318 | -79.3572 | South Carolina | 285 | Bituminous | ESPC + WS | 1981 | 2031 | Santee Cooper | N | 1 | CPMS | 10803 | 2481275.8 | 0.00795, 0.00507 | 0.0050691 | 0.0061414 | 1.2115
6250 | 220 | Mayo | 6250_B_1A, 6250_B_1B | 2 | 36.5278 | -78.8917 | North Carolina | 728 | Bituminous | ESPH | 1983 | 2031 | Duke Energy Progress | N | 4 | PM CEMS | 11143 | 15856958.2 | 0.01611, 0.01642, 0.01607, 0.01499 | 0.014993 | 0.014449 | 0.96375
6254 | 222 | Ottumwa | 6254_B_1 | 1 | 41.0961 | -92.5558 | Iowa | 725 | Subbituminous | ESPH + B | 1981 |  | MidAmerican Energy Co | N | 1 | PM CEMS | 10369 | 41314094.2 | 0.005 | 0.005 | 0.005 | 1
6257 | 223 | Scherer | 6257_B_1 | 1 | 33.0606 | -83.8075 | Georgia | 860 | Subbituminous | ESPH + B + WS | 1982 |  | Oglethorpe Power Corp | N | 2 | Stack | 10832 | 29439250.4 | 0.002, 0.001 | 0.001 | 0.0013333 | 1.3333
6257 | 224 | Scherer | 6257_B_2 | 1 | 33.0606 | -83.8075 | Georgia | 860 | Subbituminous | ESPH + B + WS | 1984 |  | Oglethorpe Power Corp | N | 2 | Stack | 10756 | 27880798.8 | 0.002, 0.002 | 0.002 | 0.0016667 | 0.83333
6257 | 225 | Scherer | 6257_B_3 | 1 | 33.0606 | -83.8075 | Georgia | 860 | Subbituminous | ESPC + B + WS | 1987 | 2029 | Georgia Power Co | N | 2 | Stack | 10740 | 29782977 | 0.002, 0.0032 | 0.002 | 0.0023667 | 1.1833
6264 | 226 | Mountaineer | 6264_B_1 | 1 | 38.9794 | -81.9344 | West Virginia | 1299 | Bituminous | ESPC | 1980 | 2040 | Appalachian Power Co | N | 2 | Stack | 9925 | 67551774 | 0.00877, 0.00399 | 0.00399 | 0.0052667 | 1.32
6469 | 227 | Antelope Valley | 6469_B_B1 | 1 | 47.3705 | -101.8357 | North Dakota | 450 | Lignite | B | 1984 |  | Basin Electric Power Coop | N | 1 | Stack | 11322 | 30686480.4 | 0.00697 | 0.006966 | 0.0053667 | 0.77041
6469 | 228 | Antelope Valley | 6469_B_B2 | 1 | 47.3705 | -101.8357 | North Dakota | 450 | Lignite | B | 1986 |  | Basin Electric Power Coop | N | 1 | Stack | 11263 | 34877580.2 | 0.0034 | 0.0034 | 0.0032667 | 0.96078
6641 | 229 | Independence Steam Electric Station | 6641_B_1 | 1 | 35.6784 | -91.4088 | Arkansas | 809 | Subbituminous | ESPC | 1983 | 2031 | Arkansas Electric Coop Corp | N | 3 | PM CEMS | 10428 | 31915341.2 | 0.00536, 0.00613, 0.01221 | 0.0053647 | 0.0064268 | 1.198
6641 | 230 | Independence Steam Electric Station | 6641_B_2 | 1 | 35.6784 | -91.4088 | Arkansas | 842 | Subbituminous | ESPC | 1985 | 2031 | Arkansas Electric Coop Corp | N | 1 | PM CEMS | 10427 | 33107258.2 | 0.00412 | 0.0041208 | 0.0031909 | 0.77434
6664 | 231 | Louisa | 6664_B_101 | 1 | 41.3181 | -91.0931 | Iowa | 746 | Subbituminous | ESPH + B | 1983 |  | MidAmerican Energy Co | Y | 11 | Stack | 10591 | 37064628.2 | 0.00337, 0.00669, 0.00578, 0.00589, 0.00379, 0.00729, 0.00419, 0.0077, 0.00908, 0.00908, 0.008 | 0.00337 | 0.0057303 | 1.7004
6705 | 232 | Warrick | 6705_B_4 | 1 | 37.915 | -87.3328 | Indiana | 295 | Bituminous | ESPC | 1970 |  | Alcoa Power Generating Inc | N | 3 | PM CEMS | 11131 | 20079372.2 | 0.02412, 0.02262, 0.007 | 0.007 | 0.0068338 | 0.97625
6761 | 233 | Rawhide | 6761_B_101 | 1 | 40.8609 | -105.0212 | Colorado | 280 | Subbituminous | B | 1984 | 2030 | Platte River Power Authority | N | 2 | Stack | 10091 | 18894611 | 0.00489, 0.00598 | 0.004888 | 0.0046833 | 0.95813
6768 | 234 | Sikeston Power Station | 6768_B_1 | 1 | 36.8791 | -89.6209 | Missouri | 240 | Subbituminous | ESPC | 1981 |  | Sikeston Utilities | N | 1 | PM CEMS | 10648 | 17579677 | 0.0029 | 0.0029 | 0.0020402 | 0.70352
6772 | 235 | Hugo | 6772_B_1 | 1 | 34.0158 | -95.3206 | Oklahoma | 440 | Subbituminous | ESPC | 1982 |  | Western Farmers Electric Coop | N | 2 | Stack | 11061 | 14323477.8 | 0.00288, 0.00626 | 0.00288 | 0.0033833 | 1.1748
6823 | 236 | D B Wilson | 6823_B_W1 | 1 | 37.4497 | -87.0806 | Kentucky | 417 | Bituminous | ESPC | 1984 |  | Big Rivers Electric Corp | Y | 27 | PM CEMS | 10643 | 30012538.8 | 0.019, 0.02, 0.021, 0.02, 0.024, 0.01111, 0.0141, 0.01909, 0.02, 0.017, 0.011, 0.015, 0.01, 0.02, 0.016, 0.017, 0.017, 0.017, 0.016, 0.017, 0.015, 0.017, 0.017, 0.017, 0.016 | 0.01 | 0.014817 | 1.4817
7030 | 237 | Major Oak Power | 7030_B_U1 | 1 | 31.0919 | -96.695 | Texas | 152 | Lignite, Subbituminous | B | 1990 |  | Major Oak Power LLC | N | 2 | Stack | 11608 | 14555770.6 | 0.007, 0.00698 | 0.00698 | 0.0061667 | 0.88348
7030 | 238 | Major Oak Power | 7030_B_U2 | 1 | 31.0919 | -96.695 | Texas | 153 | Lignite, Subbituminous | B | 1991 |  | Major Oak Power LLC | N | 2 | Stack | 11407 | 13564089 | 0.007, 0.01096 | 0.007 | 0.0083333 | 1.1905
7097 | 239 | J K Spruce | 7097_B_BLR1 | 1 | 29.3097 | -98.3203 | Texas | 560 | Subbituminous | B | 1992 | 2029 | CPS Energy | N | 1 | Stack | 9995 | 27931492.2 | 0.0021 | 0.0021 | 0.0021 | 1
7213 | 240 | Clover | 7213_B_1 | 1 | 36.869 | -78.704 | Virginia | 440 | Bituminous | B + WS | 1995 | 2045 | Old Dominion Electric Coop | N | 3 | PM CEMS | 10106 | 11557127.8 | 0.00339, 0.001, 0.0 | 0 | 0.00058197 | #DIV/0!
7213 | 241 | Clover | 7213_B_2 | 1 | 36.869 | -78.704 | Virginia | 437 | Bituminous | B + WS | 1996 |  | Old Dominion Electric Coop | N | 1 | PM CEMS | 10086 | 9870145.8 | 0.006 | 0.006 | 0.0050179 | 0.83631
7343 | 242 | George Neal South | 7343_B_4 | 1 | 42.3006 | -96.3617 | Iowa | 645 | Subbituminous | ESPC + B | 1979 |  | MidAmerican Energy Co | Y | 10 | Stack | 10033 | 18630892.2 | 0.0014, 0.00428, 0.00639, 0.00109, 0.00415, 0.001, 0.0018, 0.00219, 0.00219, 0.00795 | 0.000996 | 0.0024733 | 2.4833
7790 | 243 | Bonanza | 7790_B_1-1 | 1 | 40.0864 | -109.2844 | Utah | 458 | Bituminous | B | 1986 | 2030 | Deseret Power Electric Coop | N | 2 | Stack | 9983 | 37311654.8 | 0.00696, 0.00898 | 0.00696 | 0.0066667 | 0.95785
8042 | 244 | Belews Creek | 8042_B_1 | 1 | 36.2811 | -80.0603 | North Carolina | 1110 | Bituminous | ESPC | 1974 | 2036 | Duke Energy Carolinas | N | 3 | PM CEMS | 9185 | 35983128 | 0.00733, 0.00233 | 0.0023317 | 0.0026834 | 1.1508
8042 | 245 | Belews Creek | 8042_B_2 | 1 | 36.2811 | -80.0603 | North Carolina | 1110 | Bituminous | ESPC | 1975 | 2036 | Duke Energy Carolinas | N | 1 | PM CEMS | 9203 | 38254080.6 | 0.00694 | 0.0069394 | 0.0041964 | 0.60472
8066 | 246 | Jim Bridger | 8066_B_BW73 | 1 | 41.7378 | -108.7875 | Wyoming | 523 | Subbituminous | ESPC | 1976 | 2037 | PacifiCorp | N | 4 | Stack | 10441 | 30060505 | 0.00779, 0.01327, 0.01688 | 0.00779 | 0.010233 | 1.3136
8066 | 247 | Jim Bridger | 8066_B_BW74 | 1 | 41.7378 | -108.7875 | Wyoming | 530 | Subbituminous | ESPC | 1979 | 2037 | PacifiCorp | N | 2 | Stack | 10465 | 29973979.4 | 0.00779, 0.01162 | 0.007788 | 0.0081833 | 1.0508
8069 | 248 | Huntington | 8069_B_1 | 1 | 39.3792 | -111.0781 | Utah | 459 | Bituminous | ESPC + B | 1977 | 2032 | PacifiCorp | N | 2 | Stack | 10283 | 28245732.8 | 0.004, 0.00498 | 0.004 | 0.0038333 | 0.95833
8069 | 249 | Huntington | 8069_B_2 | 1 | 39.3792 | -111.0781 | Utah | 450 | Bituminous | B | 1977 | 2032 | PacifiCorp | N | 2 | Stack | 10325 | 26772915 | 0.00898, 0.00694 | 0.00694 | 0.0063333 | 0.91258
8102 | 250 | Gavin Power, LLC | 8102_B_1 | 1 | 38.9347 | -82.1158 | Ohio | 1348 | Bituminous, Subbituminous | ESPC | 1974 |  | Gavin Power LLC | N | 2 | Stack | 9926 | 75719207.4 | 0.01038, 0.01069 | 0.010384 | 0.0093167 | 0.89721
8102 | 251 | Gavin Power, LLC | 8102_B_2 | 1 | 38.9347 | -82.1158 | Ohio | 1361 | Bituminous, Subbituminous | ESPC | 1975 |  | Gavin Power LLC | N | 4 | Stack | 9861 | 71126464 | 0.01499, 0.0059, 0.00389 | 0.003888 | 0.0066556 | 1.7118
8219 | 252 | Ray D Nixon | 8219_B_1 | 1 | 38.6335 | -104.7058 | Colorado | 208 | Bituminous, Subbituminous | B | 1980 | 2029 | Colorado Springs Utilities | N | 4 | Stack | 10457 | 12222350.4 | 0.00282, 0.011, 0.002 | 0.002 | 0.0049778 | 2.4889
8222 | 253 | Coyote | 8222_B_B1 | 1 | 47.2214 | -101.8157 | North Dakota | 429 | Lignite | B | 1981 |  | Otter Tail Power Co | Y | 13 | Stack | 11481 | 28492422.4 | 0.00879, 0.001, 0.00085, 0.0041, 0.0089, 0.00389, 0.00325, 0.0036, 0.00545, 0.00073, 0.00238, 0.00229, 0.0057 | 0.00072876 | 0.002932 | 4.0233
8223 | 254 | Springerville | 8223_B_2 | 1 | 34.3186 | -109.1639 | Arizona | 406 | Subbituminous | B | 1990 | 2032 | Tucson Electric Power Co | N | 2 | Stack | 10293 | 24055807 | 0.00429, 0.00797 | 0.004294 | 0.0056417 | 1.3138
8223 | 255 | Springerville | 8223_B_3 | 1 | 34.3186 | -109.1639 | Arizona | 417 | Subbituminous | B | 2006 |  | Tri State Generation & Transmission Association Inc | N | 2 | Stack | 10191 | 25149246.2 | 0.00266, 0.00286 | 0.00266 | 0.0017467 | 0.65664
8223 | 256 | Springerville | 8223_B_4 | 1 | 34.3186 | -109.1639 | Arizona | 415 | Subbituminous | B | 2009 |  | Salt River Project | N | 2 | Stack | 10260 | 19773533.4 | 0.00189, 0.00119 | 0.0011853 | 0.0011933 | 1.0068
10113 | 257 | John B Rich Memorial Power Station | 10113_B_CFB1, 10113_B_CFB2 | 2 | 40.7903 | -76.1983 | Pennsylvania | 80 | Waste Coal | B | 1988 |  | Gilberton Power Co | Y | 25 | PM CEMS | 13587 | 8000969.6 | 0.014, 0.025, 0.028, 0.01509, 0.024, 0.027, 0.025, 0.028, 0.029, 0.029, 0.019, 0.028, 0.029, 0.021, 0.017, 0.018, 0.018, 0.02, 0.023, 0.025, 0.027, 0.027, 0.02, 0.021, 0.025 | 0.014 | 0.019314 | 1.3796
10143 | 259 | Colver Power Project | 10143_B_ABB01 | 1 | 40.55 | -78.8 | Pennsylvania | 110 | Waste Coal | B | 1995 |  | Inter Power/Ahlcon Partners L P | Y | 9 | Stack | 11032 | 9074811.4 | 0.0133, 0.01067, 0.00765, 0.01199, 0.00923, 0.01599, 0.00832, 0.00976, 0.0105 | 0.0076484 | 0.010278 | 1.3438
10151 | 260 | Grant Town Power Plant | 10151_B_BLR1A, 10151_B_BLR1B | 2 | 39.5618 | -80.1631 | West Virginia | 80 | Waste Coal | B | 1993 |  | American Bituminous Power LP | N | 4 | Stack | 13650 | 8778034.4 | 0.00927, 0.02294, 0.00449, 0.00616 | 0.004488 | 0.0088667 | 1.9756
10343 | 262 | Foster Wheeler Mt Carmel Cogen | 10343_B_SG-101 | 1 | 40.8112 | -76.453 | Pennsylvania | 43 | Waste Coal | B | 1990 |  | Mt Carmel Cogeneration Inc | Y | 12 | Stack | 14500 | 2892787.75 | 0.00982, 0.02049, 0.02267, 0.03636, 0.02932, 0.01789, 0.01358, 0.01838, 0.02369, 0.05009, 0.02999 | 0.0098172 | 0.022889 | 2.3315
10603 | 263 | Ebensburg Power | 10603_B_031 | 1 | 40.455 | -78.7472 | Pennsylvania | 50 | Waste Coal | B | 1991 |  | Ebensburg Power Co | N | 2 | Stack | 14500 | 4403948.4 | 0.00652, 0.00388 | 0.0038786 | 0.004785 | 1.2337
10671 | 264 | River Valley | 10671_B_1A, 10671_B_1B, 10671_B_2A, 10671_B_2B | 4 | 35.1931 | -94.6458 | Oklahoma | 320 | Bituminous, Subbituminous | B | 1991 |  | Oklahoma Gas & Electric Co | N | 4 | Stack | 11851 | 15632954.8 | 0.01298, 0.01306, 0.00369, 0.0057 | 0.003694 | 0.0072417 | 1.9604
10678 | 268 | AES Warrior Run Cogeneration Facility | 10678_B_BLR1 | 1 | 39.5952 | -78.7453 | Maryland | 180 | Bituminous, Waste Coal | B | 2000 |  | AES Warrior Run Inc | N | 2 | Stack | 8909 | 13400897.2 | 0.003, 0.003 | 0.003 | 0.0026667 | 0.88889
10784 | 269 | Colstrip Energy LP | 10784_B_BLR1 | 1 | 45.9752 | -106.6547 | Montana | 38 | Waste Coal | B | 1990 |  | Colstrip Energy LP | N | 2 | Stack | 13936 | 2319507.84 | 0.00319, 0.01098 | 0.00319 | 0.0065 | 2.0376
50611 | 270 | Westwood Generation LLC | 50611_B_031 | 1 | 40.6191 | -76.45 | Pennsylvania | 30 | Waste Coal | B | 1987 |  | Rausch Creek Generation LLC | Y | 12 | Stack | 14500 | 2640627 | 0.01447, 0.01079, 0.02343, 0.17088, 0.0166, 0.02025 | 0.010786 | 0.024158 | 2.2398
50776 | 271 | Panther Creek Energy Facility | 50776_B_BLR1, 50776_B_BLR2 | 2 | 40.8556 | -75.8781 | Pennsylvania | 84 | Waste Coal | B | 1992 |  | Panther Creek Power Operating LLC | N | 2 | Stack | 14141 | 1310194 | 0.00285, 0.00372 | 0.0028496 | 0.0031 | 1.0879
50888 | 273 | Northampton Generating Company LP | 50888_B_BLR1 | 1 | 40.6917 | -75.4792 | Pennsylvania | 112 | Waste Coal | B | 1995 |  | Northampton Generating Co LP | N | 2 | Stack | 10316 | 1663689.2 | 0.0036, 0.0041 | 0.003598 | 0.00375 | 1.0422
50951 | 274 | Sunnyside Cogen Associates | 50951_B_1 | 1 | 39.5472 | -110.3917 | Utah | 51 | Waste Coal | B | 1993 |  | American Consumers Inc | N | 2 | Stack | 12284 | 2743999.92 | 0.0079, 0.00598 | 0.00598 | 0.0061967 | 1.0362
50974 | 275 | Scrubgrass Generating Plant | 50974_B_UNIT 1 | 1 | 41.2691 | -79.8134 | Pennsylvania | 43 | Bituminous, Waste Coal | B + C | 1993 |  | Scrubgrass Generating Co LP | N | 2 | Stack | 13904 | 2310374.4 | 0.00698, 0.011 | 0.00698 | 0.0081667 | 1.17
50974 | 276 | Scrubgrass Generating Plant | 50974_B_UNIT 2 | 1 | 41.2691 | -79.8134 | Pennsylvania | 43 | Bituminous, Waste Coal | B + C | 1993 |  | Scrubgrass Generating Co LP | N | 2 | Stack | 13904 | 2192802 | 0.00698, 0.011 | 0.00698 | 0.0081667 | 1.17
54634 | 277 | St Nicholas Cogen Project | 54634_B_1 | 1 | 40.8222 | -76.1736 | Pennsylvania | 86 | Waste Coal | B | 1990 |  | Schuylkill Energy Resource Inc | Y | 19 | Stack | 14500 | 10609501.2 | 0.03056, 0.02806, 0.02458, 0.01679, 0.02769, 0.01278, 0.01868, 0.01499, 0.0139, 0.01511, 0.00649, 0.0083, 0.00571, 0.01453, 0.01296, 0.01047, 0.0117, 0.02475, 0.0139 | 0.005714 | 0.014684 | 2.5699
55076 | 278 | Red Hills Generating Facility | 55076_B_AA001, 55076_B_AA002 | 2 | 33.3761 | -89.2183 | Mississippi | 440 | Lignite | B | 2002 |  | Choctaw Generating LP | Y | 28 | Stack | 11206 | 30817327.4 | 0.02492, 0.01598, 0.02376, 0.00686, 0.0067, 0.01598, 0.015, 0.019, 0.01496, 0.0179, 0.01296, 0.0099, 0.011, 0.0087, 0.00767, 0.0037, 0.03148, 0.01198, 0.01198, 0.02998, 0.013, 0.01296 | 0.003696 | 0.012418 | 3.3599
55479 | 280 | Wygen 1 | 55479_B_3 | 1 | 44.2858 | -105.3833 | Wyoming | 85 | Subbituminous | B | 2003 |  | Black Hills Power Inc | N | 2 | Stack | 11824 | 8220289.4 | 0.00494, 0.00198 | 0.00198 | 0.0021667 | 1.0943
55749 | 281 | Hardin Generator Project | 55749_B_PC1 | 1 | 45.7578 | -107.6 | Montana | 107 | Subbituminous | B | 2006 |  | Rocky Mountain Power LLC (ND) | N | 2 | Stack | 12466 | 2801310.4 | 0.005, 0.00198 | 0.00198 | 0.0029 | 1.4646
55856 | 282 | Prairie State Generating Station | 55856_G_PC1 | 1 | 38.2792 | -89.6669 | Illinois | 815 | Bituminous | ESPC + WESP | 2012 | 2045 | Prairie State Generating Co LLC | N | 1 | PM CEMS | 9391 | 64278788.6 | 0.007 | 0.007 | 0.004712 | 0.67314
55856 | 283 | Prairie State Generating Station | 55856_G_PC2 | 1 | 38.2792 | -89.6669 | Illinois | 815 | Bituminous | ESPC + WESP | 2012 | 2045 | Prairie State Generating Co LLC | N | 1 | PM CEMS | 9346 | 63829896.4 | 0.007 | 0.007 | 0.0048152 | 0.68789
56068 | 284 | Elm Road Generating Station | 56068_B_18 | 1 | 42.8492 | -87.8336 | Wisconsin | 633 | Bituminous, Subbituminous | WESP + B | 2010 |  | Wisconsin Electric Power Co | N | 2 | PM CEMS | 9552 | 38584139.6 | 0.002, 0.002 | 0.002 | 0.002 | 1
56068 | 285 | Elm Road Generating Station | 56068_B_19 | 1 | 42.8492 | -87.8336 | Wisconsin | 633 | Bituminous, Subbituminous | WESP + B | 2011 |  | Wisconsin Electric Power Co | N | 2 | PM CEMS | 9475 | 39085684.2 | 0.001, 0.001 | 0.001 | 0.00087432 | 0.87432
56319 | 286 | Wygen 2 | 56319_B_1 | 1 | 44.2919 | -105.3811 | Wyoming | 90 | Subbituminous | B | 2008 | 2048 | Cheyenne Light Fuel & Power Co | N | 2 | Stack | 11967 | 8866771.4 | 0.00298, 0.001 | 0.001 | 0.0018 | 1.8
56456 | 287 | Plum Point Energy Station | 56456_B_BLR1 | 1 | 35.6644 | -89.9489 | Arkansas | 680 | Subbituminous | B | 2010 |  | Plum Point Energy Associates LLC | N | 2 | Stack | 9682 | 43165967.6 | 0.00577, 0.00909 | 0.005774 | 0.0065833 | 1.1402
56564 | 288 | John W Turk Jr Power Plant | 56564_G_1 | 1 | 33.6497 | -93.8119 | Arkansas | 609 | Subbituminous | B | 2012 |  | Southwestern Electric Power Co | N | 2 | Stack | 9102 | 36773758 | 0.0004, 0.00158 | 0.0004 | 0.00058333 | 1.4583
56596 | 289 | Wygen III | 56596_B_1 | 1 | 44.2919 | -105.3806 | Wyoming | 100 | Subbituminous | B | 2010 |  | Black Hills Power Inc | N | 2 | Stack | 11509 | 9396901.6 | 0.00298, 0.00199 | 0.00199 | 0.002 | 1.005
56609 | 290 | Dry Fork Station | 56609_B_1 | 1 | 44.3889 | -105.4608 | Wyoming | 380 | Subbituminous | B | 2011 |  | Basin Electric Power Coop | N | 2 | Stack | 10552 | 31980755.8 | 0.0, 0.00209 | 0 | 0.00083333 | #DIV/0!
56611 | 291 | Sandy Creek Energy Station | 56611_B_S01 | 1 | 31.4744 | -96.9571 | Texas | 933 | Subbituminous | B | 2013 |  | Sandy Creek Energy Associates | Y | 14 | Stack | 9330 | 56550548.4 | 0.01298, 0.00129, 0.02198, 0.01396, 0.01, 0.00498, 0.00625, 0.00459, 0.00549, 0.00695, 0.0039, 0.0082, 0.00895, 0.00599 | 0.001294 | 0.007231 | 5.5881
56671 | 292 | Longview Power Plant | 56671_B_UHA01 | 1 | 39.7079 | -79.959 | West Virginia | 700 | Bituminous | B | 2011 |  | Longview Power LLC | N | 2 | PM CEMS | 8904 | 47924315.2 | 0.00561, 0.0055 | 0.0055 | 0.0030005 | 0.54554
56786 | 293 | Spiritwood Station | 56786_B_1 | 1 | 46.9264 | -98.4997 | North Dakota | 92 | Lignite | B | 2014 |  | Great River Energy | N | 2 | Stack | 8300 | 4861964.8 | 0.0009, 0.00796 | 0.000896 | 0.0027429 | 3.0612
56808 | 294 | Virginia City Hybrid Energy Center | 56808_G_1 | 1 | 36.9164 | -82.3381 | Virginia | 305 | Bituminous, Waste Coal | ESPH + B | 2012 |  | Virginia Electric & Power Co | N | 1 | PM CEMS | 9943 | 9394043.2 | 0.001 | 0.001 | 0.00038462 | 0.38462
56808 | 295 | Virginia City Hybrid Energy Center | 56808_G_2 | 1 | 36.9164 | -82.3381 | Virginia | 305 | Bituminous, Waste Coal | ESPH + B | 2012 |  | Virginia Electric & Power Co | N | 1 | PM CEMS | 9943 | 10513688.6 | 0.001 | 0.001 | 0.001 | 1

## Exempted
Plant state abbreviation | Plant name | DOE/EIA ORIS plant or facility code | Unit ID | EPA Number | Plant Name | UniqueID_Final | Number of Units | Latitude | Longitude | State Name | Capacity (MW) | Modeled Fuels | PM Control | On Line Year | Retirement Year | Owner Name | Additional Data Review since Proposal | Number of Quarters Evaluated | Compliance Method | Heat Rate (Btu/kWh) | Average Annual Heat Input (mmBtu) | Quarterly Lowest Achieved fPM Rates (99th percentile of each quarter, lb/MMBtu) | Lowest Achieved fPM Rate (lowest 99th percentile, lb/MMBtu) | Average of All Data (lb/MMBtu) | Ratio average/lowest | Upgrade assumption | Annual Cost | Lowest Exceeds 0.01 | Average Exceeds 0.01, lowest does not | Ave and lowest meet 0.01, at least one quarter above 0.01 | Has monioring, always meets 0.01 rate | No monitoring available | delta fPM based on lowest achieved rate minus 0.01 | delta fPM based on average rate minus 0.01 | Difference in delta fPM (lb) using average vs. lowest achieved rate | Delta fPM (for lowest fPM meeting 0.01)
MO | Labadie | 2103 | 1 | 71 | Labadie | 2103_B_1 | 1 | 38.5622 | -90.8377 | Missouri | 593 | Subbituminous | ESPC | 1970 | 2042 | Ameren Missouri | Y | 27 | PM CEMS | 10396 | 40426523.4 | 0.01654, 0.017, 0.017, 0.017, 0.019, 0.022, 0.024, 0.02611, 0.027, 0.024, 0.023, 0.022, 0.022, 0.01709, 0.018, 0.014, 0.015, 0.022, 0.02, 0.021, 0.02, 0.026, 0.019, 0.01411, 0.018, 0.019, 0.022 | 0.014 | 0.017519 | 1.2513 | ESP Rebuild ($80/kW, 2019$) | 5151984 | 1 |  |  |  |  | 161706.0936 | 303947.5648 | 142241.4712 | 0
MO | Labadie | 2103 | 2 | 72 | Labadie | 2103_B_2 | 1 | 38.5622 | -90.8377 | Missouri | 593 | Subbituminous | ESPC | 1971 | 2042 | Ameren Missouri | Y | 27 | PM CEMS | 10397 | 40621980.2 | 0.01654, 0.017, 0.017, 0.017, 0.019, 0.022, 0.024, 0.02611, 0.027, 0.024, 0.023, 0.022, 0.022, 0.01709, 0.018, 0.014, 0.015, 0.022, 0.02, 0.021, 0.02, 0.026, 0.019, 0.01411, 0.018, 0.019, 0.022 | 0.014 | 0.017519 | 1.2513 | ESP Rebuild ($80/kW, 2019$) | 5151984 | 1 |  |  |  |  | 162487.9208 | 305417.1104 | 142929.1896 | 0
MO | Labadie | 2103 | 3 | 73 | Labadie | 2103_B_3 | 1 | 38.5622 | -90.8377 | Missouri | 593 | Subbituminous | ESPC | 1972 | 2036 | Ameren Missouri | Y | 27 | PM CEMS | 10427 | 36981374.6 | 0.01654, 0.017, 0.017, 0.017, 0.019, 0.022, 0.024, 0.02611, 0.027, 0.024, 0.023, 0.022, 0.022, 0.01709, 0.018, 0.014, 0.015, 0.022, 0.02, 0.021, 0.02, 0.026, 0.019, 0.01411, 0.018, 0.019, 0.022 | 0.014 | 0.017519 | 1.2513 | ESP Rebuild ($80/kW, 2019$) | 7737464 | 1 |  |  |  |  | 147925.4984 | 278045.1498 | 130119.6514 | 0
MO | Labadie | 2103 | 4 | 74 | Labadie | 2103_B_4 | 1 | 38.5622 | -90.8377 | Missouri | 593 | Subbituminous | ESPC | 1973 | 2036 | Ameren Missouri | Y | 27 | PM CEMS | 10397 | 39856724.8 | 0.01654, 0.017, 0.017, 0.017, 0.019, 0.022, 0.024, 0.02611, 0.027, 0.024, 0.023, 0.022, 0.022, 0.01709, 0.018, 0.014, 0.015, 0.022, 0.02, 0.021, 0.02, 0.026, 0.019, 0.01411, 0.018, 0.019, 0.022 | 0.014 | 0.017519 | 1.2513 | ESP Rebuild ($80/kW, 2019$) | 7737464 | 1 |  |  |  |  | 159426.8992 | 299663.5235 | 140236.6243 | 0
WV | Harrison Power Station | 3944 | 1 | 136 | FirstEnergy Harrison Power Station | 3944_B_1 | 1 | 39.3842 | -80.3325 | West Virginia | 652 | Bituminous | ESPC + WS | 1972 | 2040 | Monongahela Power Co | N | 2 | Stack | 10184 | 38613533.2 | 0.01512, 0.01462 | 0.014617 | 0.012781 | 0.87442 | Typical ESP Upgrade ($40/kW, 2019$) | 3147856 | 1 |  |  |  |  | 178280.4724 | 107403.0522 | -70877.4202 | 0
WV | Harrison Power Station | 3944 | 2 | 137 | FirstEnergy Harrison Power Station | 3944_B_2 | 1 | 39.3842 | -80.3325 | West Virginia | 651 | Bituminous | ESPC + WS | 1973 | 2040 | Monongahela Power Co | N | 2 | Stack | 10116 | 40560442.4 | 0.01945, 0.01461 | 0.014612 | 0.013872 | 0.94935 | Typical ESP Upgrade ($40/kW, 2019$) | 3143028 | 1 |  |  |  |  | 187084.8401 | 157066.7982 | -30018.0419 | 0
WV | Harrison Power Station | 3944 | 3 | 138 | FirstEnergy Harrison Power Station | 3944_B_3 | 1 | 39.3842 | -80.3325 | West Virginia | 651 | Bituminous | ESPC + WS | 1974 | 2040 | Monongahela Power Co | N | 2 | Stack | 10120 | 42550521.4 | 0.02011, 0.01511 | 0.015109 | 0.015448 | 1.0225 | Typical ESP Upgrade ($40/kW, 2019$) | 3143028 | 1 |  |  |  |  | 217377.6637 | 231813.4466 | 14435.783 | 0
MT | Colstrip | 6076 | 3 | 173 | Colstrip | 6076_B_3 | 1 | 45.8831 | -106.614 | Montana | 740 | Subbituminous | WS | 1984 |  | Talen Montana LLC | Y | 37 | Stack | 10791 | 51323286.6 | 0.0348, 0.028, 0.02494, 0.03074, 0.02098, 0.02198, 0.02396, 0.02496, 0.02898, 0.04494, 0.02498, 0.019, 0.02394, 0.02098, 0.01998, 0.02298, 0.01998, 0.01798, 0.01998, 0.01796, 0.01798, 0.01898, 0.02198, 0.01998, 0.02, 0.02, 0.01798, 0.019, 0.01996, 0.022, 0.02098, 0.02296, 0.02698, 0.01898, 0.023, 0.02098, 0.01996 | 0.01796 | 0.021294 | 1.1856 | FF install | 18409682.8 | 1 |  |  |  |  | 408533.3613 | 579623.5395 | 171090.1782 | 0
MT | Colstrip | 6076 | 4 | 174 | Colstrip | 6076_B_4 | 1 | 45.8831 | -106.614 | Montana | 740 | Subbituminous | WS | 1986 |  | NorthWestern Corp | Y | 37 | Stack | 10803 | 49614571.6 | 0.01798, 0.01998, 0.02698, 0.02194, 0.02194, 0.03098, 0.02696, 0.02396, 0.03496, 0.05782, 0.02198, 0.01894, 0.02198, 0.02198, 0.024, 0.02698, 0.01998, 0.02798, 0.021, 0.02494, 0.02894, 0.021, 0.02894, 0.02496, 0.02698, 0.02498, 0.01898, 0.02096, 0.018, 0.02696, 0.022, 0.02798, 0.02298, 0.02196, 0.01898, 0.017, 0.01898 | 0.017 | 0.023162 | 1.3625 | FF install | 18473290.08 | 1 |  |  |  |  | 347302.0012 | 653035.037 | 305733.0358 | 0
PA | Gilberton Power Company | 10113 | 31 | 257 | John B Rich Memorial Power Station | 10113_B_CFB1, 10113_B_CFB2 | 2 | 40.7903 | -76.1983 | Pennsylvania | 80 | Waste Coal | B | 1988 |  | Gilberton Power Co | Y | 25 | PM CEMS | 13587 | 8000969.6 | 0.014, 0.025, 0.028, 0.01509, 0.024, 0.027, 0.025, 0.028, 0.029, 0.029, 0.019, 0.028, 0.029, 0.021, 0.017, 0.018, 0.018, 0.02, 0.023, 0.025, 0.027, 0.027, 0.02, 0.021, 0.025 | 0.014 | 0.019314 | 1.3796 | Bag Type Upgrade | 48984.5682 | 1 |  |  |  |  | 32003.8784 | 74520.6195 | 42516.7411 | 0
PA | Gilberton Power Company | 10113 | 32 | 257 | John B Rich Memorial Power Station | 10113_B_CFB1, 10113_B_CFB2 | 2 | 40.7903 | -76.1983 | Pennsylvania | 80 | Waste Coal | B | 1988 |  | Gilberton Power Co | Y | 25 | PM CEMS | 13587 | 8000969.6 | 0.014, 0.025, 0.028, 0.01509, 0.024, 0.027, 0.025, 0.028, 0.029, 0.029, 0.019, 0.028, 0.029, 0.021, 0.017, 0.018, 0.018, 0.02, 0.023, 0.025, 0.027, 0.027, 0.02, 0.021, 0.025 | 0.014 | 0.019314 | 1.3796 | Bag Type Upgrade | 48984.5682 | 1 |  |  |  |  | 32003.8784 | 74520.6195 | 42516.7411 | 0
PA | Rausch Creek Generation, LLC | 50611 | 31 | 270 | Westwood Generation LLC | 50611_B_031 | 1 | 40.6191 | -76.45 | Pennsylvania | 30 | Waste Coal | B | 1987 |  | Rausch Creek Generation LLC | Y | 12 | Stack | 14500 | 2640627 | 0.01447, 0.01079, 0.02343, 0.17088, 0.0166, 0.02025 | 0.010786 | 0.024158 | 2.2398 | Bag Type Upgrade | 15097.793 | 1 |  |  |  |  | 2075.5328 | 37386.8773 | 35311.3445 | 0
OK | Sooner | 6095 | 1 | 178 | Sooner | 6095_B_1 | 1 | 36.4531 | -97.0528 | Oklahoma | 520 | Subbituminous | ESPC | 1979 | 2044 | Oklahoma Gas & Electric Co | N | 1 | CPMS | 10621 | 18683676 | 0.01035 | 0.010352 | 0.0083333 | 0.805 |  |  | 0.5
ND | Milton R Young | 2823 | B2 | 106 | Milton R Young | 2823_B_B2 | 1 | 47.0659 | -101.2131 | North Dakota | 447 | Lignite | ESPC | 1977 |  | Square Butte Electric Coop | Y | 31 | PM CEMS | 11391 | 34488733 | 0.01, 0.01, 0.01, 0.01, 0.01, 0.02, 0.02, 0.02, 0.01, 0.01, 0.01, 0.02, 0.02, 0.01, 0.01, 0.01, 0.01, 0.01, 0.01, 0.01, 0.01, 0.01, 0.01, 0.01, 0.02, 0.01, 0.02, 0.02 | 0.01 | 0.010839 | 1.0839 | O&M | 88162.5457 |  | 1 |  |  |  | 0 | 28932.2919 | 28932.2919 | 28932.2919
WV | Mount Storm Power Station | 3954 | 1 | 141 | Mt Storm | 3954_B_1, 3954_B_2 | 2 | 39.2008 | -79.2636 | West Virginia | 1109 | Bituminous | ESPC + WS | 1965 |  | Virginia Electric & Power Co | Y | 28 | PM CEMS | 10094 | 40835468.4 | 0.008, 0.008, 0.01334, 0.00835, 0.009, 0.01, 0.011, 0.012, 0.013, 0.01, 0.011, 0.01, 0.015, 0.016, 0.016, 0.019, 0.018, 0.016, 0.01729, 0.022, 0.02122, 0.022, 0.015, 0.011, 0.01, 0.013, 0.015, 0.008 | 0.008 | 0.011695 | 1.4619 | O&M | 88162.5457 |  | 1 |  |  |  | 0 | 69208.8306 | 69208.8306 | 69208.8306
WV | Mount Storm Power Station | 3954 | 2 | 141 | Mt Storm | 3954_B_1, 3954_B_2 | 2 | 39.2008 | -79.2636 | West Virginia | 1109 | Bituminous | ESPC + WS | 1965 |  | Virginia Electric & Power Co | Y | 28 | PM CEMS | 10094 | 40835468.4 | 0.008, 0.008, 0.01334, 0.00835, 0.009, 0.01, 0.011, 0.012, 0.013, 0.01, 0.011, 0.01, 0.015, 0.016, 0.016, 0.019, 0.018, 0.016, 0.01729, 0.022, 0.02122, 0.022, 0.015, 0.011, 0.01, 0.013, 0.015, 0.008 | 0.008 | 0.011695 | 1.4619 | O&M | 88162.5457 |  | 1 |  |  |  | 0 | 69208.8306 | 69208.8306 | 69208.8306
WV | Mount Storm Power Station | 3954 | 3 | 143 | Mt Storm | 3954_B_3 | 1 | 39.2008 | -79.2636 | West Virginia | 520 | Bituminous | ESPC + WS | 1973 |  | Virginia Electric & Power Co | Y | 31 | PM CEMS | 10433 | 16289259.4 | 0.013, 0.013, 0.007, 0.006, 0.011, 0.012, 0.011, 0.012, 0.01, 0.012, 0.014, 0.013, 0.009, 0.008, 0.00675, 0.011, 0.01356, 0.017, 0.017, 0.018, 0.014, 0.017, 0.01734, 0.013, 0.021, 0.02091, 0.018, 0.015, 0.012, 0.011 | 0.006 | 0.010892 | 1.8153 | O&M | 88162.5457 |  | 1 |  |  |  | 0 | 14524.9595 | 14524.9595 | 14524.9595
TX | Martin Lake | 6146 | 1 | 189 | Martin Lake | 6146_B_1 | 1 | 32.2606 | -94.5706 | Texas | 800 | Lignite, Subbituminous | ESPC | 1977 |  | Luminant | Y | 27 | PM CEMS | 11495 | 47800279.8 | 0.003, 0.006, 0.006, 0.007, 0.026, 0.014, 0.014, 0.01, 0.01, 0.013, 0.01209, 0.013, 0.015, 0.018, 0.019, 0.021, 0.024, 0.025, 0.045, 0.019, 0.01709, 0.011, 0.012, 0.011, 0.015, 0.02109 | 0.003 | 0.013104 | 4.3681 | O&M | 88162.5457 |  | 1 |  |  |  | 0 | 148387.9952 | 148387.9952 | 148387.9952
TX | San Miguel | 6183 | SM-1 | 204 | San Miguel | 6183_B_SM-1 | 1 | 28.7044 | -98.4775 | Texas | 391 | Lignite | ESPC | 1982 |  | San Miguel Electric Coop Inc | Y | 7 | Stack | 12358 | 30376084.2 | 0.01852, 0.0098, 0.01496, 0.03418, 0.02259, 0.01029, 0.00816 | 0.0081606 | 0.013565 | 1.6623 | O&M | 88162.5457 |  | 1 |  |  |  | 0 | 108297.9726 | 108297.9726 | 108297.9726
WY | Laramie River | 6204 | 3 | 213 | Laramie River Station | 6204_B_3 | 1 | 42.1089 | -104.8825 | Wyoming | 570 | Subbituminous | ESPH | 1982 |  | Basin Electric Power Coop | N | 4 | Stack | 10137 | 43706051.2 | 0.00598, 0.02296, 0.02357, 0.01374 | 0.00598 | 0.014758 | 2.4679 | O&M | 88162.5457 |  | 1 |  |  |  | 0 | 207967.9603 | 207967.9603 | 207967.9603
KY | D B Wilson | 6823 | W1 | 236 | D B Wilson | 6823_B_W1 | 1 | 37.4497 | -87.0806 | Kentucky | 417 | Bituminous | ESPC | 1984 |  | Big Rivers Electric Corp | Y | 27 | PM CEMS | 10643 | 30012538.8 | 0.019, 0.02, 0.021, 0.02, 0.024, 0.01111, 0.0141, 0.01909, 0.02, 0.017, 0.011, 0.015, 0.01, 0.02, 0.016, 0.017, 0.017, 0.017, 0.016, 0.017, 0.015, 0.017, 0.017, 0.017, 0.016 | 0.01 | 0.014817 | 1.4817 | O&M | 88162.5457 |  | 1 |  |  |  | 0 | 144564.2136 | 144564.2136 | 144564.2136
PA | Colver Green Energy | 10143 | AAB01 | 259 | Colver Power Project | 10143_B_ABB01 | 1 | 40.55 | -78.8 | Pennsylvania | 110 | Waste Coal | B | 1995 |  | Inter Power/Ahlcon Partners L P | Y | 9 | Stack | 11032 | 9074811.4 | 0.0133, 0.01067, 0.00765, 0.01199, 0.00923, 0.01599, 0.00832, 0.00976, 0.0105 | 0.0076484 | 0.010278 | 1.3438 | Increased Std Bag frequency | 15132.6044 |  | 1 |  |  |  | 0 | 2520.7809 | 2520.7809 | 2520.7809
PA | Mt. Carmel Cogeneration | 10343 | SG-101 | 262 | Foster Wheeler Mt Carmel Cogen | 10343_B_SG-101 | 1 | 40.8112 | -76.453 | Pennsylvania | 43 | Waste Coal | B | 1990 |  | Mt Carmel Cogeneration Inc | Y | 12 | Stack | 14500 | 2892787.75 | 0.00982, 0.02049, 0.02267, 0.03636, 0.02932, 0.01789, 0.01358, 0.01838, 0.02369, 0.05009, 0.02999 | 0.0098172 | 0.022889 | 2.3315 | Increased Std Bag frequency | 9537.0257 |  | 1 |  |  |  | 0 | 37284.5277 | 37284.5277 | 37284.5277
PA | St. Nicholas Cogeneration Project | 54634 | 1 | 277 | St Nicholas Cogen Project | 54634_B_1 | 1 | 40.8222 | -76.1736 | Pennsylvania | 86 | Waste Coal | B | 1990 |  | Schuylkill Energy Resource Inc | Y | 19 | Stack | 14500 | 10609501.2 | 0.03056, 0.02806, 0.02458, 0.01679, 0.02769, 0.01278, 0.01868, 0.01499, 0.0139, 0.01511, 0.00649, 0.0083, 0.00571, 0.01453, 0.01296, 0.01047, 0.0117, 0.02475, 0.0139 | 0.005714 | 0.014684 | 2.5699 | Increased Std Bag frequency | 17470.5699 |  | 1 |  |  |  | 0 | 49697.1372 | 49697.1372 | 49697.1372
MS | Red Hills Generation Facility | 55076 | AA001 | 278 | Red Hills Generating Facility | 55076_B_AA001, 55076_B_AA002 | 2 | 33.3761 | -89.2183 | Mississippi | 440 | Lignite | B | 2002 |  | Choctaw Generating LP | Y | 28 | Stack | 11206 | 30817327.4 | 0.02492, 0.01598, 0.02376, 0.00686, 0.0067, 0.01598, 0.015, 0.019, 0.01496, 0.0179, 0.01296, 0.0099, 0.011, 0.0087, 0.00767, 0.0037, 0.03148, 0.01198, 0.01198, 0.02998, 0.013, 0.01296 | 0.003696 | 0.012418 | 3.3599 | Increased Std Bag frequency | 64072.2037 |  | 1 |  |  |  | 0 | 74521.9008 | 74521.9008 | 74521.9008
MS | Red Hills Generation Facility | 55076 | AA002 | 278 | Red Hills Generating Facility | 55076_B_AA001, 55076_B_AA002 | 2 | 33.3761 | -89.2183 | Mississippi | 440 | Lignite | B | 2002 |  | Choctaw Generating LP | Y | 28 | Stack | 11206 | 30817327.4 | 0.02492, 0.01598, 0.02376, 0.00686, 0.0067, 0.01598, 0.015, 0.019, 0.01496, 0.0179, 0.01296, 0.0099, 0.011, 0.0087, 0.00767, 0.0037, 0.03148, 0.01198, 0.01198, 0.02998, 0.013, 0.01296 | 0.003696 | 0.012418 | 3.3599 | Increased Std Bag frequency | 64072.2037 |  | 1 |  |  |  | 0 | 74521.9008 | 74521.9008 | 74521.9008
AL | Barry | 3 | 5 | 0 | Barry | 3_B_5 | 1 | 31.0069 | -88.0103 | Alabama | 756 | Bituminous | ESPC + WS | 1971 |  | Alabama Power Co | N | 4 | Stack | 10141 | 33220819.4 | 0.005, 0.016, 0.00396, 0.01092 | 0.00396 | 0.00775 | 1.9571 |  |  |  |  | 1
MO | New Madrid Power Plant | 2167 | 1 | 77 | New Madrid | 2167_B_1 | 1 | 36.5147 | -89.5617 | Missouri | 579 | Subbituminous | ESPC | 1972 |  | Associated Electric Coop Inc | N | 2 | Stack | 9859 | 30288292.4 | 0.01094, 0.00498 | 0.00498 | 0.0061667 | 1.2383 |  |  |  |  | 1
MO | New Madrid Power Plant | 2167 | 2 | 78 | New Madrid | 2167_B_2 | 1 | 36.5147 | -89.5617 | Missouri | 575 | Subbituminous | ESPC | 1977 |  | Associated Electric Coop Inc | N | 4 | Stack | 9814 | 32910568 | 0.01588, 0.00498, 0.01882, 0.012 | 0.00498 | 0.0098333 | 1.9746 |  |  |  |  | 1
ND | Leland Olds | 2817 | 1 | 103 | Leland Olds | 2817_B_1 | 1 | 47.2808 | -101.3212 | North Dakota | 222 | Lignite, Subbituminous | ESPC | 1966 |  | Basin Electric Power Coop | N | 2 | Stack | 11851 | 12425543.2 | 0.01025, 0.00699 | 0.006992 | 0.0072833 | 1.0417 |  |  |  |  | 1
TN | Gallatin | 3403 | 1 | 123 | Gallatin | 3403_B_1 | 1 | 36.3156 | -86.4006 | Tennessee | 225 | Bituminous, Subbituminous | ESPC + B | 1956 | 2032 | Tennessee Valley Authority | Y | 25 | Stack | 10662 | 11718691.8 | 0.00098, 0.0025, 0.00476, 0.00288, 0.0032, 0.0062, 0.00749, 0.00929, 0.01149, 0.011, 0.00477, 0.003, 0.00919, 0.01257, 0.0169, 0.00859, 0.0065, 0.00309, 0.00178, 0.00349, 0.0013, 0.00339, 0.00229, 0.0031, 0.0031 | 0.00098 | 0.0051192 | 5.2237 |  |  |  |  | 1
TN | Gallatin | 3403 | 2 | 124 | Gallatin | 3403_B_2 | 1 | 36.3156 | -86.4006 | Tennessee | 225 | Bituminous, Subbituminous | ESPC + B | 1957 | 2032 | Tennessee Valley Authority | Y | 23 | Stack | 10633 | 10329481 | 0.001, 0.00199, 0.00428, 0.00109, 0.0028, 0.00419, 0.0079, 0.00063, 0.00419, 0.00568, 0.0046, 0.0031, 0.01104, 0.01098, 0.00459, 0.00589, 0.00678, 0.00757, 0.016, 0.01468, 0.00718, 0.0066, 0.00218 | 0.0006272 | 0.005272 | 8.4057 |  |  |  |  | 1
TN | Gallatin | 3403 | 3 | 125 | Gallatin | 3403_B_3 | 1 | 36.3156 | -86.4006 | Tennessee | 263 | Bituminous, Subbituminous | ESPC + B | 1959 | 2032 | Tennessee Valley Authority | Y | 25 | Stack | 10669 | 12250168.2 | 0.0, 0.00529, 0.00547, 0.003, 0.00066, 0.00268, 0.0017, 0.0053, 0.0071, 0.00378, 0.00146, 0.0016, 0.00753, 0.0034, 0.01076, 0.00519, 0.0034, 0.00408, 0.00319, 0.00259, 0.0048, 0.00389, 0.0079, 0.01018, 0.00539 | 0 | 0.0037961 | [5 empty] | 1
TN | Gallatin | 3403 | 4 | 126 | Gallatin | 3403_B_4 | 1 | 36.3156 | -86.4006 | Tennessee | 263 | Bituminous, Subbituminous | ESPC + B | 1959 | 2032 | Tennessee Valley Authority | Y | 22 | Stack | 10657 | 12111533 | 0.001, 0.004, 0.01078, 0.00106, 0.0016, 0.00188, 0.01, 0.00818, 0.00748, 0.00698, 0.00219, 0.00548, 0.0022, 0.00219, 0.00699, 0.0055, 0.00689, 0.008, 0.00579, 0.00868, 0.00699, 0.01689 | 0.001 | 0.0054238 | 5.4238 |  |  |  |  | 1
WV | Fort Martin Power Station | 3943 | 1 | 134 | FirstEnergy Fort Martin Power Station | 3943_B_1 | 1 | 39.7108 | -79.9275 | West Virginia | 552 | Bituminous, Subbituminous | ESPC + WS | 1967 | 2036 | Monongahela Power Co | N | 2 | Stack | 10223 | 27898438 | 0.00691, 0.01549 | 0.006908 | 0.0089667 | 1.298 |  |  |  |  | 1
WV | Fort Martin Power Station | 3943 | 2 | 135 | FirstEnergy Fort Martin Power Station | 3943_B_2 | 1 | 39.7108 | -79.9275 | West Virginia | 546 | Bituminous, Subbituminous | ESPC + WS | 1968 | 2036 | Monongahela Power Co | N | 2 | Stack | 10240 | 29281885.6 | 0.00517, 0.01276 | 0.005168 | 0.0058594 | 1.1338 |  |  |  |  | 1
AL | James H Miller Jr | 6002 | 1 | 151 | James H Miller Jr | 6002_B_1 | 1 | 33.6319 | -87.0597 | Alabama | 688 | Subbituminous | ESPC + WS | 1978 |  | Alabama Power Co | Y | 27 | Stack | 10102 | 49176179.6 | 0.00898, 0.007, 0.0139, 0.004, 0.003, 0.00498, 0.004, 0.004, 0.00296, 0.01198, 0.01684, 0.01996, 0.00792, 0.00398, 0.01962, 0.00992, 0.00394, 0.00798, 0.00598, 0.00696, 0.00198, 0.00596, 0.002, 0.002, 0.0069, 0.002, 0.00494 | 0.00198 | 0.005237 | 2.645 |  |  |  |  | 1
AL | James H Miller Jr | 6002 | 2 | 152 | James H Miller Jr | 6002_B_2 | 1 | 33.6319 | -87.0597 | Alabama | 695 | Subbituminous | ESPC + WS | 1985 |  | Alabama Power Co | Y | 27 | Stack | 10098 | 49535181.6 | 0.00498, 0.00796, 0.00796, 0.00888, 0.00594, 0.00298, 0.00498, 0.03934, 0.01, 0.012, 0.01884, 0.00596, 0.004, 0.008, 0.00198, 0.004, 0.004, 0.01494, 0.00698, 0.013, 0.01186, 0.01088, 0.00398, 0.00494, 0.00298, 0.00692, 0.003 | 0.00198 | 0.0058647 | 2.962 |  |  |  |  | 1
AL | James H Miller Jr | 6002 | 3 | 153 | James H Miller Jr | 6002_B_3 | 1 | 33.6319 | -87.0597 | Alabama | 687 | Subbituminous | ESPC + WS | 1989 |  | Alabama Power Co | Y | 27 | Stack | 10001 | 49511769.6 | 0.00698, 0.00496, 0.00696, 0.00598, 0.00498, 0.005, 0.00988, 0.00792, 0.0099, 0.007, 0.02672, 0.01188, 0.00298, 0.00498, 0.003, 0.003, 0.00498, 0.00596, 0.006, 0.00596, 0.001, 0.00296, 0.002, 0.003, 0.003, 0.00298, 0.00298 | 0.001 | 0.004321 | 4.321 |  |  |  |  | 1
AL | James H Miller Jr | 6002 | 4 | 154 | James H Miller Jr | 6002_B_4 | 1 | 33.6319 | -87.0597 | Alabama | 699 | Subbituminous | ESPC + WS | 1991 |  | Alabama Power Co | Y | 26 | Stack | 10011 | 53301349.4 | 0.01296, 0.006, 0.01384, 0.003, 0.003, 0.004, 0.00598, 0.00298, 0.00794, 0.00892, 0.01682, 0.0168, 0.00796, 0.0099, 0.00596, 0.00498, 0.00296, 0.00296, 0.00796, 0.01082, 0.00296, 0.001, 0.00198, 0.003, 0.002, 0.00594 | 0.001 | 0.0044231 | 4.4231 |  |  |  |  | 1
KY | H L Spurlock | 6041 | 3 | 162 | H L Spurlock | 6041_B_3 | 1 | 38.7 | -83.8181 | Kentucky | 268 | Bituminous | B | 2005 |  | East Kentucky Power Coop | Y | 31 | PM CEMS | 10121 | 15860604.2 | 0.007, 0.011, 0.008, 0.007, 0.007, 0.009, 0.011, 0.011, 0.009, 0.004, 0.008, 0.008, 0.0051, 0.009, 0.00909, 0.01, 0.012, 0.012, 0.011, 0.004, 0.007, 0.009, 0.008, 0.014, 0.014, 0.005, 0.012, 0.014, 0.012, 0.011, 0.01 | 0.004 | 0.007355 | 1.8387 |  |  |  |  | 1
TX | Martin Lake | 6146 | 2 | 190 | Martin Lake | 6146_B_2 | 1 | 32.2606 | -94.5706 | Texas | 805 | Lignite, Subbituminous | ESPC | 1978 |  | Luminant | Y | 27 | PM CEMS | 11314 | 42979261.8 | 0.006, 0.007, 0.006, 0.006, 0.005, 0.008, 0.006, 0.006, 0.006, 0.008, 0.006, 0.008, 0.008, 0.009, 0.006, 0.007, 0.01, 0.011, 0.01, 0.009, 0.013, 0.011, 0.011, 0.009, 0.008, 0.011 | 0.005 | 0.006313 | 1.2626 |  |  |  |  | 1
TX | Martin Lake | 6146 | 3 | 191 | Martin Lake | 6146_B_3 | 1 | 32.2606 | -94.5706 | Texas | 805 | Lignite, Subbituminous | ESPC | 1979 |  | Luminant | Y | 26 | PM CEMS | 11423 | 47020708 | 0.014, 0.007, 0.007, 0.006, 0.007, 0.006, 0.008, 0.008, 0.012, 0.011, 0.012, 0.014, 0.014, 0.011, 0.01, 0.013, 0.012, 0.014, 0.011, 0.012, 0.01, 0.011, 0.008, 0.005, 0.01 | 0.005 | 0.0081709 | 1.6342 |  |  |  |  | 1
WY | Laramie River | 6204 | 1 | 211 | Laramie River Station | 6204_B_1 | 1 | 42.1089 | -104.8825 | Wyoming | 570 | Subbituminous | ESPH | 1980 |  | Western Minnesota Municipal Power Agency | N | 4 | Stack | 10218 | 26906357.6 | 0.01486, 0.02625, 0.0025, 0.0018 | 0.001796 | 0.0079867 | 4.4469 |  |  |  |  | 1
WV | Grant Town Power Plant | 10151 | 1A | 260 | Grant Town Power Plant | 10151_B_BLR1A, 10151_B_BLR1B | 2 | 39.5618 | -80.1631 | West Virginia | 80 | Waste Coal | B | 1993 |  | American Bituminous Power LP | N | 4 | Stack | 13650 | 8778034.4 | 0.00927, 0.02294, 0.00449, 0.00616 | 0.004488 | 0.0088667 | 1.9756 |  |  |  |  | 1
WV | Grant Town Power Plant | 10151 | 1B | 260 | Grant Town Power Plant | 10151_B_BLR1A, 10151_B_BLR1B | 2 | 39.5618 | -80.1631 | West Virginia | 80 | Waste Coal | B | 1993 |  | American Bituminous Power LP | N | 4 | Stack | 13650 | 8778034.4 | 0.00927, 0.02294, 0.00449, 0.00616 | 0.004488 | 0.0088667 | 1.9756 |  |  |  |  | 1
OK | River Valley | 10671 | 1A | 264 | River Valley | 10671_B_1A, 10671_B_1B, 10671_B_2A, 10671_B_2B | 4 | 35.1931 | -94.6458 | Oklahoma | 320 | Bituminous, Subbituminous | B | 1991 |  | Oklahoma Gas & Electric Co | N | 4 | Stack | 11851 | 15632954.8 | 0.01298, 0.01306, 0.00369, 0.0057 | 0.003694 | 0.0072417 | 1.9604 |  |  |  |  | 1
OK | River Valley | 10671 | 1B | 264 | River Valley | 10671_B_1A, 10671_B_1B, 10671_B_2A, 10671_B_2B | 4 | 35.1931 | -94.6458 | Oklahoma | 320 | Bituminous, Subbituminous | B | 1991 |  | Oklahoma Gas & Electric Co | N | 4 | Stack | 11851 | 15632954.8 | 0.01298, 0.01306, 0.00369, 0.0057 | 0.003694 | 0.0072417 | 1.9604 |  |  |  |  | 1
PA | Scrubgrass Generating Plant | 50974 | 1 | 275 | Scrubgrass Generating Plant | 50974_B_UNIT 1 | 1 | 41.2691 | -79.8134 | Pennsylvania | 43 | Bituminous, Waste Coal | B + C | 1993 |  | Scrubgrass Generating Co LP | N | 2 | Stack | 13904 | 2310374.4 | 0.00698, 0.011 | 0.00698 | 0.0081667 | 1.17 |  |  |  |  | 1
PA | Scrubgrass Generating Plant | 50974 | 2 | 276 | Scrubgrass Generating Plant | 50974_B_UNIT 2 | 1 | 41.2691 | -79.8134 | Pennsylvania | 43 | Bituminous, Waste Coal | B + C | 1993 |  | Scrubgrass Generating Co LP | N | 2 | Stack | 13904 | 2192802 | 0.00698, 0.011 | 0.00698 | 0.0081667 | 1.17 |  |  |  |  | 1
KS | Holcomb | 108 | SGU1 | 4 | Holcomb | 108_B_SGU1 | 1 | 37.9308 | -100.9725 | Kansas | 359 | Subbituminous | B | 1983 |  | Sunflower Electric Power Corp | N | 2 | Stack | 10904 | 15493499.6 | 0.00189, 0.0069 | 0.00189 | 0.00385 | 2.037 | [5 empty] | 1
AZ | Apache Station | 160 | 3 | 10 | Apache Station | 160_B_3 | 1 | 32.0603 | -109.8931 | Arizona | 175 | Bituminous, Subbituminous | ESPH | 1979 |  | Arizona Electric Power Coop Inc | N | 2 | Stack | 11040 | 10556309 | 0.00418, 0.00568 | 0.004182 | 0.0041333 | 0.98836 | [5 empty] | 1
TX | Limestone | 298 | LIM1 | 12 | Limestone | 298_B_LIM1 | 1 | 31.4219 | -96.2525 | Texas | 831 | Lignite, Subbituminous | ESPC | 1985 | 2029 | NRG Texas LLC | N | 2 | Stack | 10605 | 38867552 | 0.0023, 0.00818 | 0.0022964 | 0.00457 | 1.9901 | [5 empty] | 1
TX | Limestone | 298 | LIM2 | 13 | Limestone | 298_B_LIM2 | 1 | 31.4219 | -96.2525 | Texas | 858 | Lignite, Subbituminous | ESPC | 1986 | 2029 | NRG Texas LLC | N | 2 | Stack | 10567 | 44935143.8 | 0.00287, 0.00508 | 0.002874 | 0.0033283 | 1.1581 | [5 empty] | 1
GA | Bowen | 703 | 1BLR | 21 | Bowen | 703_B_1BLR | 1 | 34.1256 | -84.9222 | Georgia | 724 | Bituminous | ESPC + WS | 1971 |  | Georgia Power Co | N | 2 | Stack | 10032 | 28454220 | 0.006, 0.004 | 0.004 | 0.0046667 | 1.1667 | [5 empty] | 1
GA | Bowen | 703 | 2BLR | 22 | Bowen | 703_B_2BLR | 1 | 34.1256 | -84.9222 | Georgia | 724 | Bituminous | ESPC + WS | 1972 |  | Georgia Power Co | N | 2 | Stack | 9954 | 21631343 | 0.00398, 0.00598 | 0.00398 | 0.0043333 | 1.0888 | [5 empty] | 1
GA | Bowen | 703 | 3BLR | 23 | Bowen | 703_B_3BLR | 1 | 34.1256 | -84.9222 | Georgia | 892 | Bituminous | ESPC + B + WS | 1974 | 2035 | Georgia Power Co | N | 2 | Stack | 9780 | 32043261.6 | 0.00496, 0.003 | 0.003 | 0.0031667 | 1.0556 | [5 empty] | 1
GA | Bowen | 703 | 4BLR | 24 | Bowen | 703_B_4BLR | 1 | 34.1256 | -84.9222 | Georgia | 892 | Bituminous | ESPC + B + WS | 1975 | 2035 | Georgia Power Co | N | 2 | Stack | 9726 | 36952380 | 0.00298, 0.002 | 0.002 | 0.002 | 1 | [5 empty] | 1
KY | Shawnee | 1379 | 1 | 51 | Shawnee | 1379_B_1, 1379_B_2, 1379_B_3, 1379_B_4, 1379_B_5 | 5 | 37.1517 | -88.775 | Kentucky | 670 | Bituminous, Subbituminous | B + C | 1953 | 2034 | Tennessee Valley Authority | N | 2 | Stack | 11164 | 37710678 | 0.00547, 0.0071 | 0.00547 | 0.0052 | 0.95064 | [5 empty] | 1
KY | Shawnee | 1379 | 2 | 51 | Shawnee | 1379_B_1, 1379_B_2, 1379_B_3, 1379_B_4, 1379_B_5 | 5 | 37.1517 | -88.775 | Kentucky | 670 | Bituminous, Subbituminous | B + C | 1953 | 2034 | Tennessee Valley Authority | N | 2 | Stack | 11164 | 37710678 | 0.00547, 0.0071 | 0.00547 | 0.0052 | 0.95064 | [5 empty] | 1
KY | Shawnee | 1379 | 3 | 51 | Shawnee | 1379_B_1, 1379_B_2, 1379_B_3, 1379_B_4, 1379_B_5 | 5 | 37.1517 | -88.775 | Kentucky | 670 | Bituminous, Subbituminous | B + C | 1953 | 2034 | Tennessee Valley Authority | N | 2 | Stack | 11164 | 37710678 | 0.00547, 0.0071 | 0.00547 | 0.0052 | 0.95064 | [5 empty] | 1
KY | Shawnee | 1379 | 4 | 51 | Shawnee | 1379_B_1, 1379_B_2, 1379_B_3, 1379_B_4, 1379_B_5 | 5 | 37.1517 | -88.775 | Kentucky | 670 | Bituminous, Subbituminous | B + C | 1953 | 2034 | Tennessee Valley Authority | N | 2 | Stack | 11164 | 37710678 | 0.00547, 0.0071 | 0.00547 | 0.0052 | 0.95064 | [5 empty] | 1
KY | Shawnee | 1379 | 5 | 51 | Shawnee | 1379_B_1, 1379_B_2, 1379_B_3, 1379_B_4, 1379_B_5 | 5 | 37.1517 | -88.775 | Kentucky | 670 | Bituminous, Subbituminous | B + C | 1953 | 2034 | Tennessee Valley Authority | N | 2 | Stack | 11164 | 37710678 | 0.00547, 0.0071 | 0.00547 | 0.0052 | 0.95064 | [5 empty] | 1
KY | Shawnee | 1379 | 6 | 56 | Shawnee | 1379_B_6, 1379_B_7, 1379_B_8, 1379_B_9 | 4 | 37.1517 | -88.775 | Kentucky | 536 | Bituminous, Subbituminous | B + C | 1954 | 2034 | Tennessee Valley Authority | N | 2 | Stack | 11190 | 30393395.4 | 0.00559, 0.00905 | 0.00559 | 0.00635 | 1.136 | [5 empty] | 1
KY | Shawnee | 1379 | 7 | 56 | Shawnee | 1379_B_6, 1379_B_7, 1379_B_8, 1379_B_9 | 4 | 37.1517 | -88.775 | Kentucky | 536 | Bituminous, Subbituminous | B + C | 1954 | 2034 | Tennessee Valley Authority | N | 2 | Stack | 11190 | 30393395.4 | 0.00559, 0.00905 | 0.00559 | 0.00635 | 1.136 | [5 empty] | 1
KY | Shawnee | 1379 | 8 | 56 | Shawnee | 1379_B_6, 1379_B_7, 1379_B_8, 1379_B_9 | 4 | 37.1517 | -88.775 | Kentucky | 536 | Bituminous, Subbituminous | B + C | 1954 | 2034 | Tennessee Valley Authority | N | 2 | Stack | 11190 | 30393395.4 | 0.00559, 0.00905 | 0.00559 | 0.00635 | 1.136 | [5 empty] | 1
KY | Shawnee | 1379 | 9 | 56 | Shawnee | 1379_B_6, 1379_B_7, 1379_B_8, 1379_B_9 | 4 | 37.1517 | -88.775 | Kentucky | 536 | Bituminous, Subbituminous | B + C | 1954 | 2034 | Tennessee Valley Authority | N | 2 | Stack | 11190 | 30393395.4 | 0.00559, 0.00905 | 0.00559 | 0.00635 | 1.136 | [5 empty] | 1
KY | John S. Cooper | 1384 | 1 | 60 | Cooper | 1384_B_1, 1384_B_2 | 2 | 36.9981 | -84.5919 | Kentucky | 341 | Bituminous | ESPC + B | 1969 |  | East Kentucky Power Coop | N | 1 | PM CEMS | 10639 | 3985228 | 0.005 | 0.005 | 0.0048261 | 0.96522 | [5 empty] | 1
KY | John S. Cooper | 1384 | 2 | 60 | Cooper | 1384_B_1, 1384_B_2 | 2 | 36.9981 | -84.5919 | Kentucky | 341 | Bituminous | ESPC + B | 1969 |  | East Kentucky Power Coop | N | 1 | PM CEMS | 10639 | 3985228 | 0.005 | 0.005 | 0.0048261 | 0.96522 | [5 empty] | 1
MO | Sioux | 2107 | 1 | 75 | Sioux | 2107_B_1 | 1 | 38.9155 | -90.2902 | Missouri | 487 | Bituminous, Subbituminous | ESPC | 1967 | 2030 | Ameren Missouri | N | 1 | PM CEMS | 11127 | 23831659.6 | 0.003 | 0.003 | 0.0027609 | 0.92029 | [5 empty] | 1
MO | Sioux | 2107 | 2 | 76 | Sioux | 2107_B_2 | 1 | 38.9155 | -90.2902 | Missouri | 487 | Bituminous, Subbituminous | ESPC | 1968 | 2030 | Ameren Missouri | N | 1 | PM CEMS | 11339 | 21584179.8 | 0.005 | 0.005 | 0.004163 | 0.83261 | [5 empty] | 1
MO | Thomas Hill Energy Center | 2168 | MB1 | 79 | Thomas Hill | 2168_B_MB1 | 1 | 39.5522 | -92.6381 | Missouri | 165 | Subbituminous | ESPC | 1966 |  | Associated Electric Coop Inc | N | 2 | Stack | 9907 | 13301299 | 0.002, 0.0018 | 0.001796 | 0.0016 | 0.89087 | [5 empty] | 1
MO | Thomas Hill Energy Center | 2168 | MB2 | 80 | Thomas Hill | 2168_B_MB2 | 1 | 39.5522 | -92.6381 | Missouri | 270 | Subbituminous | ESPC | 1969 |  | Associated Electric Coop Inc | N | 2 | Stack | 9930 | 18741658.4 | 0.005, 0.003 | 0.003 | 0.0036667 | 1.2222 | [5 empty] | 1
MO | Thomas Hill Energy Center | 2168 | MB3 | 81 | Thomas Hill | 2168_B_MB3 | 1 | 39.5522 | -92.6381 | Missouri | 699 | Subbituminous | ESPC | 1982 |  | Associated Electric Coop Inc | N | 2 | Stack | 9903 | 48542424.4 | 0.00598, 0.003 | 0.003 | 0.004 | 1.3333 | [5 empty] | 1
NH | Merrimack | 2364 | 1 | 85 | Merrimack | 2364_B_1, 2364_B_2 | 2 | 43.1411 | -71.4692 | New Hampshire | 438 | Bituminous | ESPC | 1960 |  | GSP Merrimack LLC | N | 2 | Stack | 11390 | 3580622.6 | 0.00786 | 0.007862 | 0.0059667 | 0.75892 | [5 empty] | 1
NH | Merrimack | 2364 | 2 | 85 | Merrimack | 2364_B_1, 2364_B_2 | 2 | 43.1411 | -71.4692 | New Hampshire | 438 | Bituminous | ESPC | 1960 |  | GSP Merrimack LLC | N | 2 | Stack | 11390 | 3580622.6 | 0.00786 | 0.007862 | 0.0059667 | 0.75892 | [5 empty] | 1
ND | Leland Olds | 2817 | 2 | 104 | Leland Olds | 2817_B_2 | 1 | 47.2808 | -101.3212 | North Dakota | 445 | Lignite, Subbituminous | ESPC | 1975 |  | Basin Electric Power Coop | N | 2 | Stack | 11751 | 24932913.2 | 0.00739, 0.00569 | 0.005692 | 0.0060667 | 1.0658 | [5 empty] | 1
ND | Milton R Young | 2823 | B1 | 105 | Milton R Young | 2823_B_B1 | 1 | 47.0659 | -101.2131 | North Dakota | 237 | Lignite | ESPC | 1970 |  | Minnkota Power Coop | Y | 31 | PM CEMS | 11631 | 19083043.2 | 0.01, 0.01, 0.01, 0.01, 0.01, 0.01, 0.00816, 0.007, 0.003, 0.004, 0.004, 0.004, 0.006, 0.008, 0.004, 0.004, 0.004, 0.005, 0.005, 0.004, 0.005, 0.006, 0.006, 0.005, 0.004, 0.004, 0.005, 0.004 | 0.003 | 0.0053075 | 1.7692 | [5 empty] | 1
OH | Bay Shore | 2878 | 1 | 115 | FirstEnergy Bay Shore | 2878_B_1 | 1 | 41.6917 | -83.4378 | Ohio | 136 | Subbituminous, Petroleum Coke | B | 2000 |  | Walleye Power LLC | N | 2 | Stack | 12574 | 13582201.2 | 0.00199, 0.00278 | 0.0019866 | 0.002134 | 1.0742 | [5 empty] | 1
OK | Muskogee | 2952 | 6 | 116 | Muskogee | 2952_B_6 | 1 | 35.7614 | -95.2873 | Oklahoma | 503 | Subbituminous | ESPC | 1984 | 2049 | Oklahoma Gas & Electric Co | N | 3 | CPMS | 11137 | 20910150.8 | 0.00694, 0.0051, 0.00729 | 0.005098 | 0.0056222 | 1.1028 | [5 empty] | 1
PA | Seward | 3130 | 1 | 117 | Seward | 3130_B_1, 3130_B_2 | 2 | 40.4062 | -79.0337 | Pennsylvania | 520 | Waste Coal | B | 2004 |  | Seward Generation LLC | N | 2 | Stack | 10969 | 26368613.4 | 0.00379, 0.00399 | 0.003794 | 0.0034833 | 0.91812 | [5 empty] | 1
PA | Seward | 3130 | 2 | 117 | Seward | 3130_B_1, 3130_B_2 | 2 | 40.4062 | -79.0337 | Pennsylvania | 520 | Waste Coal | B | 2004 |  | Seward Generation LLC | N | 2 | Stack | 10969 | 26368613.4 | 0.00379, 0.00399 | 0.003794 | 0.0034833 | 0.91812 | [5 empty] | 1
TN | Cumberland | 3399 | 1 | 122 | Cumberland | 3399_B_1 | 1 | 36.3903 | -87.6539 | Tennessee | 1239 | Bituminous | ESPC | 1973 | 2029 | Tennessee Valley Authority | N | 2 | Stack | 10158 | 52293313.6 | 0.00608, 0.0039 | 0.003896 | 0.0045667 | 1.1721 | [5 empty] | 1
TX | W A Parish | 3470 | WAP5 | 127 | W A Parish | 3470_B_WAP5 | 1 | 29.4828 | -95.6311 | Texas | 659 | Subbituminous | B | 1977 |  | NRG Texas LLC | N | 2 | Stack | 10451 | 36521083 | 0.00127, 0.001 | 0.000996 | 0.00079167 | 0.79485 | [5 empty] | 1
TX | W A Parish | 3470 | WAP6 | 128 | W A Parish | 3470_B_WAP6 | 1 | 29.4828 | -95.6311 | Texas | 653 | Subbituminous | B | 1978 |  | NRG Texas LLC | N | 2 | Stack | 10463 | 35458320.8 | 0.00141, 0.0002 | 0.000198 | 0.00049167 | 2.4832 | [5 empty] | 1
TX | W A Parish | 3470 | WAP7 | 129 | W A Parish | 3470_B_WAP7 | 1 | 29.4828 | -95.6311 | Texas | 577 | Subbituminous | B | 1980 |  | NRG Texas LLC | N | 2 | Stack | 10444 | 31443893 | 0.00019, 0.00328 | 0.000189 | 0.001095 | 5.7937 | [5 empty] | 1
TX | W A Parish | 3470 | WAP8 | 130 | W A Parish | 3470_B_WAP8 | 1 | 29.4828 | -95.6311 | Texas | 610 | Subbituminous | B | 1982 |  | NRG Texas LLC | N | 2 | Stack | 10480 | 36412158.8 | 0.00154, 0.00715 | 0.001535 | 0.0019851 | 1.2932 | [5 empty] | 1
ND | Coal Creek | 6030 | 1 | 158 | Coal Creek | 6030_B_1 | 1 | 47.3777 | -101.1571 | North Dakota | 574 | Lignite | ESPC | 1979 |  | Great River Energy | N | 2 | Stack | 9950 | 44666267.6 | 0.00498, 0.00298 | 0.00298 | 0.0031667 | 1.0626 | [5 empty] | 1
ND | Coal Creek | 6030 | 2 | 159 | Coal Creek | 6030_B_2 | 1 | 47.3777 | -101.1571 | North Dakota | 573 | Lignite | ESPC | 1981 |  | Great River Energy | N | 2 | Stack | 9950 | 44883238.2 | 0.00298, 0.002 | 0.002 | 0.002 | 1 | [5 empty] | 1
KY | H L Spurlock | 6041 | 1 | 160 | H L Spurlock | 6041_B_1 | 1 | 38.7 | -83.8181 | Kentucky | 300 | Bituminous | ESPC + WESP | 1977 |  | East Kentucky Power Coop | Y | 30 | PM CEMS | 10121 | 16131590.2 | 0.002, 0.002, 0.001, 0.002, 0.001, 0.001, 0.001, 0.001, 0.001, 0.001, 0.001, 0.001, 0.002, 0.002, 0.001, 0.001, 0.002, 0.002, 0.002, 0.003, 0.004, 0.009, 0.008, 0.002, 0.002, 0.002, 0.002, 0.003, 0.002, 0.002 | 0.001 | 0.0016669 | 1.6669 | [5 empty] | 1
KY | H L Spurlock | 6041 | 2 | 161 | H L Spurlock | 6041_B_2 | 1 | 38.7 | -83.8181 | Kentucky | 510 | Bituminous | ESPH + WESP | 1981 |  | East Kentucky Power Coop | Y | 30 | PM CEMS | 10048 | 26983263.4 | 0.002, 0.002, 0.002, 0.002, 0.002, 0.001, 0.003, 0.002, 0.002, 0.002, 0.002, 0.002, 0.002, 0.002, 0.003, 0.003, 0.002, 0.002, 0.002, 0.002, 0.002, 0.002, 0.001, 0.001, 0.002, 0.002, 0.002, 0.002, 0.002, 0.001 | 0.001 | 0.0016573 | 1.6573 | [5 empty] | 1
KY | H L Spurlock | 6041 | 4 | 163 | H L Spurlock | 6041_B_4 | 1 | 38.7 | -83.8181 | Kentucky | 268 | Bituminous | B | 2009 |  | East Kentucky Power Coop | Y | 31 | PM CEMS | 10121 | 14439358.8 | 0.003, 0.002, 0.004, 0.004, 0.004, 0.004, 0.006, 0.006, 0.007, 0.007, 0.007, 0.00711, 0.007, 0.002, 0.002, 0.001, 0.003, 0.004, 0.003, 0.002, 0.002, 0.003, 0.004, 0.004, 0.005, 0.004, 0.006, 0.008, 0.0071, 0.003, 0.003 | 0.001 | 0.0032681 | 3.2681 | [5 empty] | 1
OK | Sooner | 6095 | 2 | 179 | Sooner | 6095_B_2 | 1 | 36.4531 | -97.0528 | Oklahoma | 520 | Subbituminous | ESPC | 1980 | 2045 | Oklahoma Gas & Electric Co | N | 3 | Stack | 10479 | 18662505.4 | 0.00189, 0.00269 | 0.001894 | 0.0019 | 1.0032 | [5 empty] | 1
SD | Big Stone | 6098 | 1 | 182 | Big Stone | 6098_B_1 | 1 | 45.3037 | -96.5101 | South Dakota | 474 | Subbituminous | B | 1975 |  | Otter Tail Power Co | Y | 5 | Stack | 10230 | 23841505.4 | 0.0005 | 0.000498 | 0.0003 | 0.60241 | [5 empty] | 1
TX | Oak Grove | 6180 | 1 | 202 | Oak Grove | 6180_B_1 | 1 | 31.1803 | -96.4866 | Texas | 855 | Lignite | B | 2010 |  | Oak Grove Management Co LLC | Y | 31 | PM CEMS | 10406 | 67044884 | 0.003, 0.003, 0.003, 0.003, 0.005, 0.007, 0.005, 0.005, 0.005, 0.003, 0.003, 0.002, 0.006, 0.008, 0.006, 0.005, 0.01, 0.009, 0.008, 0.007, 0.009, 0.009, 0.01, 0.008, 0.008, 0.009, 0.008, 0.008, 0.008, 0.009, 0.008 | 0.002 | 0.0051803 | 2.5901 | [5 empty] | 1
TX | Oak Grove | 6180 | 2 | 203 | Oak Grove | 6180_B_2 | 1 | 31.1803 | -96.4866 | Texas | 855 | Lignite | B | 2011 |  | Oak Grove Management Co LLC | Y | 31 | PM CEMS | 10472 | 60741949.4 | 0.005, 0.003, 0.003, 0.005, 0.004, 0.004, 0.006, 0.004, 0.004, 0.004, 0.004, 0.001, 0.005, 0.006, 0.00509, 0.005, 0.009, 0.007, 0.006, 0.005, 0.007, 0.009, 0.007, 0.004, 0.004, 0.005, 0.004, 0.00411, 0.007, 0.009, 0.009 | 0.001 | 0.0040361 | 4.0361 | [5 empty] | 1
LA | Brame Energy Center | 6190 | 2 | 206 | Brame Energy Center | 6190_B_3-2 | 1 | 31.395 | -92.7167 | Louisiana | 313 | Bituminous, Petroleum Coke | B + C | 2010 |  | CLECO Power LLC | N | 2 | Stack | 10177 | 18433753.2 | 0.00129, 0.00617 | 0.0012912 | 0.00283 | 2.1918 | [5 empty] | 1
MO | John Twitty Energy Center | 6195 | 1 | 209 | John Twitty Energy Center | 6195_B_1 | 1 | 37.1517 | -93.388 | Missouri | 184 | Subbituminous | B | 1976 |  | Springfield MO (City of) | Y | 12 | Stack | 10328 | 7587867 | 0.0021, 0.0009, 0.00199, 0.00281, 0.00262, 0.00097, 0.002, 0.00216, 0.00138, 0.00489, 0.00628, 0.00477 | 0.00090244 | 0.0022778 | 2.524 | [5 empty] | 1
MO | John Twitty Energy Center | 6195 | 2 | 210 | John Twitty Energy Center | 6195_B_2 | 1 | 37.1517 | -93.388 | Missouri | 275 | Subbituminous | B | 1976 |  | Springfield MO (City of) | Y | 11 | Stack | 10188 | 14165827.6 | 0.0012, 0.00167, 0.00091, 0.00182, 0.001, 0.00628, 0.00462, 0.00098, 0.00064, 0.00045, 0.0026 | 0.00045072 | 0.0015778 | 3.5005 | [5 empty] | 1
WY | Laramie River | 6204 | 2 | 212 | Laramie River Station | 6204_B_2 | 1 | 42.1089 | -104.8825 | Wyoming | 570 | Subbituminous | ESPH | 1981 |  | Basin Electric Power Coop | N | 2 | Stack | 10164 | 39919358 | 0.008, 0.008 | 0.008 | 0.007 | 0.875 | [5 empty] | 1
IN | Merom | 6213 | 2SG1 | 214 | Merom | 6213_B_2SG1 | 1 | 39.0694 | -87.5108 | Indiana | 492 | Bituminous | ESPC | 1982 |  | Hoosier Energy R E C, Inc | N | 2 | Stack | 10408 | 24249177.8 | 0.00498, 0.00496 | 0.00496 | 0.0038333 | 0.77285 | [5 empty] | 1
IN | Merom | 6213 | 1SG1 | 215 | Merom | 6213_B_1SG1 | 1 | 39.0694 | -87.5108 | Indiana | 496 | Bituminous | ESPC | 1983 |  | Hoosier Energy R E C, Inc | N | 2 | Stack | 10352 | 25605605.4 | 0.00498, 0.00398 | 0.00398 | 0.0038333 | 0.96315 | [5 empty] | 1
GA | Scherer | 6257 | 1 | 223 | Scherer | 6257_B_1 | 1 | 33.0606 | -83.8075 | Georgia | 860 | Subbituminous | ESPH + B + WS | 1982 |  | Oglethorpe Power Corp | N | 2 | Stack | 10832 | 29439250.4 | 0.002, 0.001 | 0.001 | 0.0013333 | 1.3333 | [5 empty] | 1
GA | Scherer | 6257 | 2 | 224 | Scherer | 6257_B_2 | 1 | 33.0606 | -83.8075 | Georgia | 860 | Subbituminous | ESPH + B + WS | 1984 |  | Oglethorpe Power Corp | N | 2 | Stack | 10756 | 27880798.8 | 0.002, 0.002 | 0.002 | 0.0016667 | 0.83333 | [5 empty] | 1
GA | Scherer | 6257 | 3 | 225 | Scherer | 6257_B_3 | 1 | 33.0606 | -83.8075 | Georgia | 860 | Subbituminous | ESPC + B + WS | 1987 | 2029 | Georgia Power Co | N | 2 | Stack | 10740 | 29782977 | 0.002, 0.0032 | 0.002 | 0.0023667 | 1.1833 | [5 empty] | 1
ND | Antelope Valley | 6469 | B1 | 227 | Antelope Valley | 6469_B_B1 | 1 | 47.3705 | -101.8357 | North Dakota | 450 | Lignite | B | 1984 |  | Basin Electric Power Coop | N | 1 | Stack | 11322 | 30686480.4 | 0.00697 | 0.006966 | 0.0053667 | 0.77041 | [5 empty] | 1
ND | Antelope Valley | 6469 | B2 | 228 | Antelope Valley | 6469_B_B2 | 1 | 47.3705 | -101.8357 | North Dakota | 450 | Lignite | B | 1986 |  | Basin Electric Power Coop | N | 1 | Stack | 11263 | 34877580.2 | 0.0034 | 0.0034 | 0.0032667 | 0.96078 | [5 empty] | 1
OK | Hugo | 6772 | 1 | 235 | Hugo | 6772_B_1 | 1 | 34.0158 | -95.3206 | Oklahoma | 440 | Subbituminous | ESPC | 1982 |  | Western Farmers Electric Coop | N | 2 | Stack | 11061 | 14323477.8 | 0.00288, 0.00626 | 0.00288 | 0.0033833 | 1.1748 | [5 empty] | 1
ND | Coyote | 8222 | B1 | 253 | Coyote | 8222_B_B1 | 1 | 47.2214 | -101.8157 | North Dakota | 429 | Lignite | B | 1981 |  | Otter Tail Power Co | Y | 13 | Stack | 11481 | 28492422.4 | 0.00879, 0.001, 0.00085, 0.0041, 0.0089, 0.00389, 0.00325, 0.0036, 0.00545, 0.00073, 0.00238, 0.00229, 0.0057 | 0.00072876 | 0.002932 | 4.0233 | [5 empty] | 1
PA | Ebensburg Power Company | 10603 | 31 | 263 | Ebensburg Power | 10603_B_031 | 1 | 40.455 | -78.7472 | Pennsylvania | 50 | Waste Coal | B | 1991 |  | Ebensburg Power Co | N | 2 | Stack | 14500 | 4403948.4 | 0.00652, 0.00388 | 0.0038786 | 0.004785 | 1.2337 | [5 empty] | 1
PA | Panther Creek Energy Facility | 50776 | 1 | 271 | Panther Creek Energy Facility | 50776_B_BLR1, 50776_B_BLR2 | 2 | 40.8556 | -75.8781 | Pennsylvania | 84 | Waste Coal | B | 1992 |  | Panther Creek Power Operating LLC | N | 2 | Stack | 14141 | 1310194 | 0.00285, 0.00372 | 0.0028496 | 0.0031 | 1.0879 | [5 empty] | 1
PA | Panther Creek Energy Facility | 50776 | 2 | 271 | Panther Creek Energy Facility | 50776_B_BLR1, 50776_B_BLR2 | 2 | 40.8556 | -75.8781 | Pennsylvania | 84 | Waste Coal | B | 1992 |  | Panther Creek Power Operating LLC | N | 2 | Stack | 14141 | 1310194 | 0.00285, 0.00372 | 0.0028496 | 0.0031 | 1.0879 | [5 empty] | 1
PA | Northampton Generating Plant | 50888 | NGC01 | 273 | Northampton Generating Company LP | 50888_B_BLR1 | 1 | 40.6917 | -75.4792 | Pennsylvania | 112 | Waste Coal | B | 1995 |  | Northampton Generating Co LP | N | 2 | Stack | 10316 | 1663689.2 | 0.0036, 0.0041 | 0.003598 | 0.00375 | 1.0422 | [5 empty] | 1
AR | Plum Point Energy Station | 56456 | 1 | 287 | Plum Point Energy Station | 56456_B_BLR1 | 1 | 35.6644 | -89.9489 | Arkansas | 680 | Subbituminous | B | 2010 |  | Plum Point Energy Associates LLC | N | 2 | Stack | 9682 | 43165967.6 | 0.00577, 0.00909 | 0.005774 | 0.0065833 | 1.1402 | [5 empty] | 1
WY | Dry Fork Station | 56609 | 1 | 290 | Dry Fork Station | 56609_B_1 | 1 | 44.3889 | -105.4608 | Wyoming | 380 | Subbituminous | B | 2011 |  | Basin Electric Power Coop | N | 2 | Stack | 10552 | 31980755.8 | 0.0, 0.00209 | 0 | 0.00083333 | [6 empty] | 1
AZ | Apache Station | 160 | 1 | [28 empty] | 1
AZ | Apache Station | 160 | 2 | [28 empty] | 1
AZ | Apache Station | 160 | 4 | [28 empty] | 1
IL | Baldwin Energy Complex | 889 | 1 | [28 empty] | 1
IL | Baldwin Energy Complex | 889 | 2 | [28 empty] | 1
TX | Coleto Creek | 6178 | 1 | [28 empty] | 1
PA | Conemaugh | 3118 | 1 | [28 empty] | 1
PA | Conemaugh | 3118 | 2 | [28 empty] | 1
TN | Cumberland | 3399 | 2 | [28 empty] | 1
TN | Cumberland | 3399 | A1 | [28 empty] | 1
TN | Cumberland | 3399 | B1 | [28 empty] | 1
MS | Daniel Electric Generating Plant | 6073 | 1 | [28 empty] | 1
MS | Daniel Electric Generating Plant | 6073 | 2 | [28 empty] | 1
AK | Healy Power Plant | 6288 | 1 | [28 empty] | 1
AK | Healy Power Plant | 6288 | 2 | [28 empty] | 1
PA | Keystone | 3136 | 1 | [28 empty] | 1
PA | Keystone | 3136 | 2 | [28 empty] | 1
IL | Kincaid Generating Station | 876 | 1 | [28 empty] | 1
IL | Kincaid Generating Station | 876 | 2 | [28 empty] | 1
TN | Kingston | 3407 | 1 | [28 empty] | 1
TN | Kingston | 3407 | 2 | [28 empty] | 1
TN | Kingston | 3407 | 3 | [28 empty] | 1
TN | Kingston | 3407 | 4 | [28 empty] | 1
TN | Kingston | 3407 | 5 | [28 empty] | 1
TN | Kingston | 3407 | 6 | [28 empty] | 1
TN | Kingston | 3407 | 7 | [28 empty] | 1
TN | Kingston | 3407 | 8 | [28 empty] | 1
TN | Kingston | 3407 | 9 | [28 empty] | 1
OH | Miami Fort Power Station | 2832 | 7 | [28 empty] | 1
OH | Miami Fort Power Station | 2832 | 8 | [28 empty] | 1
LA | Nelson Industrial Steam Company | 50030 | 1A | [28 empty] | 1
LA | Nelson Industrial Steam Company | 50030 | 2A | [28 empty] | 1
IL | Newton | 6017 | 1 | [28 empty] | 1
IL | Powerton | 879 | 51 | [28 empty] | 1
IL | Powerton | 879 | 52 | [28 empty] | 1
IL | Powerton | 879 | 61 | [28 empty] | 1
IL | Powerton | 879 | 62 | [28 empty] | 1
GA | Scherer | 6257 | 4 | [28 empty] | 1
TX | W A Parish | 3470 | WAP1 | [28 empty] | 1
TX | W A Parish | 3470 | WAP2 | [28 empty] | 1
TX | W A Parish | 3470 | WAP3 | [28 empty] | 1
TX | W A Parish | 3470 | WAP4 | [28 empty] | 1
AR | White Bluff | 6009 | 1 | [28 empty] | 1
AR | White Bluff | 6009 | 2 | [28 empty] | 1

## 0.015 Limit Assumptions
| Plant Name | UniqueID_Final | Number of Units | PM Control | Lowest Achieved fPM Rate (lowest 99th percentile, lb/MMBtu) | Average of All Data (lb/MMBtu) | Capacity (MW) | Capital Charge Rate (%) | Upgrade Assumption to Meet 0.015 lb/MMBtu | Annualized Cost (2019$) | Average Annual Heat Input (mmBtu) | Reduction in Average fPM Rate (lb/MMBtu) | fPM Reductions (tons/year) | Sb Reductions (tons/year) | As Reductions (tons/year) | Be Reductions (tons/year) | Cd Reductions (tons/year) | Cr Reductions (tons/year) | Co Reductions (tons/year) | Pb Reductions (tons/year) | Mn Reductions (tons/year) | Ni Reductions (tons/year) | Se Reductions (tons/year) | Total Metals Reductions (tons/year) | fPM2.5 Reductions (tons/year) | fPM Cost Effectiveness ($/ton) | fPM2.5 Cost Effectiveness ($/ton) | Total Metals Cost Effectiveness ($/ton)
0 | Labadie | 2103_B_1 | 1 | ESPC | 0.014 | 0.017519 | 593 |  | O&M | 88162.5457 | 40426523.4 | 0.00252 | 50.91 | 0.0015 | 0.0071 | 0.0005 | 0.0005 | 0.0697 | 0.0021 | 0.007 | 0.0122 | 0.0244 | 0.0119 | 0.1368 | 27.5 | 1731.73 | 3205.91 | 644463.05
1 | Labadie | 2103_B_2 | 1 | ESPC | 0.014 | 0.017519 | 593 |  | O&M | 88162.5457 | 40621980.2 | 0.00252 | 51.15 | 0.0015 | 0.0071 | 0.0005 | 0.0005 | 0.0701 | 0.0021 | 0.0071 | 0.0122 | 0.0245 | 0.012 | 0.1375 | 27.63 | 1723.61 | 3190.83 | 641182.15
2 | Labadie | 2103_B_3 | 1 | ESPC | 0.014 | 0.017519 | 593 |  | O&M | 88162.5457 | 36981374.6 | 0.00252 | 46.57 | 0.0014 | 0.0065 | 0.0004 | 0.0004 | 0.0638 | 0.0019 | 0.0064 | 0.0111 | 0.0223 | 0.0109 | 0.1252 | 25.16 | 1893.12 | 3504.08 | 704173.69
3 | Labadie | 2103_B_4 | 1 | ESPC | 0.014 | 0.017519 | 593 |  | O&M | 88162.5457 | 39856724.8 | 0.00252 | 50.19 | 0.0015 | 0.007 | 0.0005 | 0.0005 | 0.0688 | 0.002 | 0.0069 | 0.012 | 0.024 | 0.0117 | 0.1349 | 27.11 | 1756.58 | 3252.03 | 653540
4 | FirstEnergy Harrison Power Station | 3944_B_3 | 1 | ESPC + WS | 0.015109 | 0.015448 | 651 | 12.07 | Minor ESP Upgrade ($20/kW, 2019$) | 1571514 | 42550521.4 | 0.00045 | 9.53 | 0.0005 | 0.0013 | 0.0001 | 0.0002 | 0.0131 | 0.0003 | 0.0009 | 0.0002 | 0.0046 | 0.0328 | 0.0538 | 4.47 | 164901.78 | 351569.13 | 29210297.4
5 | Colstrip | 6076_B_3 | 1 | WS | 0.01796 | 0.021294 | 740 |  | FF install | 18409682.8 | 51323286.6 | 0.01916 | 491.79 | 0.0251 | 0.0615 | 0.0024 | 0.0122 | 0.0905 | 0.0068 | 0.1018 | 0.3629 | 0.0944 | 0.3497 | 1.1065 | 265.67 | 37434.03 | 69295.3 | 16637761.23
6 | Colstrip | 6076_B_4 | 1 | WS | 0.017 | 0.023162 | 740 |  | FF install | 18473290.08 | 49614571.6 | 0.02085 | 517.13 | 0.0264 | 0.0646 | 0.0025 | 0.0128 | 0.0952 | 0.0071 | 0.107 | 0.3816 | 0.0993 | 0.3677 | 1.1635 | 279.37 | 35722.72 | 66124.82 | 15877344.29
7 | John B Rich Memorial Power Station | 10113_B_CFB1, 10113_B_CFB2 | 2 | B | 0.014 | 0.019314 | 80 |  | Increased Std Bag frequency | 12098.9692 | 8000969.6 | 0.00431 | 17.26 | 0.0021 | 0.0047 | 0.0003 | 0.0005 | 0.009 | 0.0017 | 0.0036 | 0.0152 | 0.0126 | 0.0014 | 0.0511 | 8 | 700.98 | 1512.37 | 236770.43
8 | Foster Wheeler Mt Carmel Cogen | 10343_B_SG-101 | 1 | B | 0.0098172 | 0.022889 | 43 |  | Increased Std Bag frequency | 9537.0257 | 2892787.75 | 0.00789 | 11.41 | 0.0014 | 0.0031 | 0.0002 | 0.0003 | 0.006 | 0.0012 | 0.0024 | 0.0101 | 0.0083 | 0.0009 | 0.0338 | 5.29 | 835.85 | 1802.84 | 282160.52
9 | Westwood Generation LLC | 50611_B_031 | 1 | B | 0.010786 | 0.024158 | 30 |  | Increased Std Bag frequency | 3729.4314 | 2640627 | 0.00916 | 12.09 | 0.0015 | 0.0033 | 0.0002 | 0.0004 | 0.0063 | 0.0012 | 0.0025 | 0.0107 | 0.0088 | 0.001 | 0.0358 | 5.61 | 308.47 | 664.78 | 104174.06

## 0.010 Limit Assumptions
| Plant Name | UniqueID_Final | Number of Units | PM Control | Lowest Achieved fPM Rate (lowest 99th percentile, lb/MMBtu) | Average of All Data (lb/MMBtu) | Capacity (MW) | Capital Charge Rate (%) | Upgrade Assumption to Meet 0.010 lb/MMBtu | Annualized Cost (2019$) | Average Annual Heat Input (mmBtu) | Reduction in Average fPM Rate (lb/MMBtu) | fPM Reductions (tons/year) | Sb Reductions (tons/year) | As Reductions (tons/year) | Be Reductions (tons/year) | Cd Reductions (tons/year) | Cr Reductions (tons/year) | Co Reductions (tons/year) | Pb Reductions (tons/year) | Mn Reductions (tons/year) | Ni Reductions (tons/year) | Se Reductions (tons/year) | Total Metals Reductions (tons/year) | fPM2.5 Reductions (tons/year) | fPM Cost Effectiveness ($/ton) | fPM2.5 Cost Effectiveness ($/ton) | Total Metals Cost Effectiveness ($/ton) | Ratio fPM2.5 / fPM
0 | Seminole | 136_B_2 | 1 | ESPC | 0.00798 | 0.014167 | 657 |  | O&M | 88162.5457 | 37530746.6 | 0.00417 | 78.19 | 0.0023 | 0.0109 | 0.0007 | 0.0007 | 0.1071 | 0.0032 | 0.0108 | 0.0187 | 0.0375 | 0.1314 | 0.3232 | 36.64 | 1127.54 | 2406.18 | 272780.15 | 0.4686
1 | Marion | 976_B_123 | 1 | B | 0.005 | 0.013835 | 120 |  | Increased Std Bag frequency | 10560.518 | 9343124.2 | 0.00383 | 17.91 | 0.0006 | 0.0056 | 0.001 | 0.0015 | 0.0177 | 0.0041 | 0.0191 | 0.0774 | 0.0131 | 0.0025 | 0.1427 | 8.39 | 589.64 | 1258.7 | 74005.03 | 0.46845
2 | Mill Creek | 1364_B_4 | 1 | ESPC + B | 0.0034476 | 0.01143 | 477 |  | Increased Std Bag frequency | 78271.4156 | 28938246.4 | 0.00143 | 20.69 | 0.0008 | 0.0014 | 0.0003 | 0.0006 | 0.0108 | 0.0021 | 0.0043 | 0.0182 | 0.0151 | 0.0062 | 0.0598 | 9.69 | 3783.06 | 8077.55 | 1308886.55 | 0.46834
3 | Labadie | 2103_B_1 | 1 | ESPC | 0.014 | 0.017519 | 593 | 10.86 | ESP Rebuild ($80/kW, 2019$) | 5151984 | 40426523.4 | 0.00752 | 151.97 | 0.0045 | 0.0211 | 0.0014 | 0.0014 | 0.2082 | 0.0062 | 0.021 | 0.0363 | 0.0728 | 0.0356 | 0.4084 | 82.1 | 33901.32 | 62752.55 | 12615044.07 | 0.54024
4 | Labadie | 2103_B_2 | 1 | ESPC | 0.014 | 0.017519 | 593 | 10.86 | ESP Rebuild ($80/kW, 2019$) | 5151984 | 40621980.2 | 0.00752 | 152.71 | 0.0045 | 0.0212 | 0.0014 | 0.0014 | 0.2092 | 0.0062 | 0.0211 | 0.0365 | 0.0731 | 0.0357 | 0.4104 | 82.5 | 33737.04 | 62448.29 | 12553567.25 | 0.54024
5 | Labadie | 2103_B_3 | 1 | ESPC | 0.014 | 0.017519 | 593 | 16.31 | ESP Rebuild ($80/kW, 2019$) | 7737464 | 36981374.6 | 0.00752 | 139.02 | 0.0041 | 0.0193 | 0.0013 | 0.0012 | 0.1905 | 0.0057 | 0.0192 | 0.0332 | 0.0666 | 0.0325 | 0.3736 | 75.1 | 55657.2 | 103028.81 | 20710556.75 | 0.54021
6 | Labadie | 2103_B_4 | 1 | ESPC | 0.014 | 0.017519 | 593 | 16.31 | ESP Rebuild ($80/kW, 2019$) | 7737464 | 39856724.8 | 0.00752 | 149.83 | 0.0044 | 0.0208 | 0.0014 | 0.0013 | 0.2053 | 0.0061 | 0.0207 | 0.0358 | 0.0718 | 0.0351 | 0.4027 | 80.94 | 51641.62 | 95595.06 | 19213965.73 | 0.54021
7 | Roxboro | 2712_B_4A, 2712_B_4B | 2 | ESPH | 0.01277 | 0.012301 | 698 | 20.57 | Minor ESP Upgrade ($20/kW, 2019$) | 2871572 | 18511734.8 | 0.0023 | 21.3 | 0.0012 | 0.0078 | 0.0004 | 0.0013 | 0.0137 | 0.0026 | 0.0044 | 0.0097 | 0.0107 | 0.0825 | 0.1344 | 9.98 | 134815.59 | 287732.67 | 21365863.1 | 0.46854
8 | Milton R Young | 2823_B_B2 | 1 | ESPC | 0.01 | 0.010839 | 447 |  | O&M | 88162.5457 | 34488733 | 0.00084 | 14.47 | 0.0007 | 0.002 | 0.0001 | 0.0003 | 0.0198 | 0.0004 | 0.0013 | 0.0239 | 0.0069 | 0.0362 | 0.0917 | 5.69 | 6092.78 | 15494.3 | 961423.62 | 0.39323
9 | FirstEnergy Harrison Power Station | 3944_B_1 | 1 | ESPC + WS | 0.014617 | 0.012781 | 652 | 12.07 | Typical ESP Upgrade ($40/kW, 2019$) | 3147856 | 38613533.2 | 0.00278 | 53.7 | 0.0027 | 0.0075 | 0.0003 | 0.0011 | 0.0736 | 0.0016 | 0.005 | 0.0009 | 0.0257 | 0.1847 | 0.303 | 25.16 | 58619.29 | 125113.51 | 10388963.7 | 0.46853
10 | FirstEnergy Harrison Power Station | 3944_B_2 | 1 | ESPC + WS | 0.014612 | 0.013872 | 651 | 12.07 | Typical ESP Upgrade ($40/kW, 2019$) | 3143028 | 40560442.4 | 0.00387 | 78.53 | 0.0039 | 0.0109 | 0.0004 | 0.0016 | 0.1076 | 0.0024 | 0.0073 | 0.0013 | 0.0376 | 0.2702 | 0.4432 | 36.8 | 40023.28 | 85408.37 | 7091669.68 | 0.46861
11 | FirstEnergy Harrison Power Station | 3944_B_3 | 1 | ESPC + WS | 0.015109 | 0.015448 | 651 | 12.07 | Typical ESP Upgrade ($40/kW, 2019$) | 3143028 | 42550521.4 | 0.00545 | 115.91 | 0.0058 | 0.0161 | 0.0006 | 0.0024 | 0.1588 | 0.0035 | 0.0107 | 0.0019 | 0.0555 | 0.3987 | 0.6541 | 54.31 | 27116.11 | 57871.99 | 4805118.48 | 0.46855
12 | Mt Storm | 3954_B_1, 3954_B_2 | 2 | ESPC + WS | 0.008 | 0.011695 | 1109 |  | O&M | 88162.5457 | 40835468.4 | 0.00169 | 34.6 | 0.0017 | 0.0048 | 0.0002 | 0.0007 | 0.0474 | 0.001 | 0.0032 | 0.0006 | 0.0166 | 0.119 | 0.1953 | 16.21 | 2548.05 | 5438.78 | 451421.12 | 0.4685
13 | Mt Storm | 3954_B_3 | 1 | ESPC + WS | 0.006 | 0.010892 | 520 |  | O&M | 88162.5457 | 16289259.4 | 0.00089 | 7.26 | 0.0004 | 0.001 | 0 | 0.0001 | 0.0099 | 0.0002 | 0.0007 | 0.0001 | 0.0035 | 0.025 | 0.041 | 3.4 | 12143.6 | 25930.16 | 2150305.99 | 0.46832
14 | Colstrip | 6076_B_3 | 1 | WS | 0.01796 | 0.021294 | 740 |  | FF install | 18409682.8 | 51323286.6 | 0.01916 | 491.79 | 0.0251 | 0.0615 | 0.0024 | 0.0122 | 0.0905 | 0.0068 | 0.1018 | 0.3629 | 0.0944 | 0.3497 | 1.1065 | 265.67 | 37434.03 | 69295.3 | 16637761.23 | 0.54021
15 | Colstrip | 6076_B_4 | 1 | WS | 0.017 | 0.023162 | 740 |  | FF install | 18473290.08 | 49614571.6 | 0.02085 | 517.13 | 0.0264 | 0.0646 | 0.0025 | 0.0128 | 0.0952 | 0.0071 | 0.107 | 0.3816 | 0.0993 | 0.3677 | 1.1635 | 279.37 | 35722.72 | 66124.82 | 15877344.29 | 0.54023
16 | Martin Lake | 6146_B_1 | 1 | ESPC | 0.003 | 0.013104 | 800 |  | O&M | 88162.5457 | 47800279.8 | 0.0031 | 74.19 | 0.0037 | 0.0103 | 0.0004 | 0.0015 | 0.1016 | 0.0022 | 0.0069 | 0.1224 | 0.0355 | 0.1855 | 0.4701 | 29.17 | 1188.33 | 3022.37 | 187539.98 | 0.39318
17 | San Miguel | 6183_B_SM-1 | 1 | ESPC | 0.0081606 | 0.013565 | 391 |  | O&M | 88162.5457 | 30376084.2 | 0.00357 | 54.15 | 0.0027 | 0.0075 | 0.0003 | 0.0011 | 0.0742 | 0.0016 | 0.005 | 0.0893 | 0.0259 | 0.1354 | 0.3431 | 21.29 | 1628.12 | 4141.03 | 256958.75 | 0.39317
18 | Laramie River Station | 6204_B_3 | 1 | ESPH | 0.00598 | 0.014758 | 570 |  | O&M | 88162.5457 | 43706051.2 | 0.00476 | 103.98 | 0.0031 | 0.0145 | 0.001 | 0.0009 | 0.1425 | 0.0042 | 0.0143 | 0.0249 | 0.0498 | 0.0243 | 0.2795 | 56.17 | 847.88 | 1569.57 | 315429.5 | 0.5402
19 | Mayo | 6250_B_1A, 6250_B_1B | 2 | ESPH | 0.014993 | 0.014449 | 728 | 38.44 | Typical ESP Upgrade ($40/kW, 2019$) | 11193728 | 15856958.2 | 0.00445 | 35.28 | 0.001 | 0.0049 | 0.0003 | 0.0003 | 0.0483 | 0.0014 | 0.0049 | 0.0084 | 0.0169 | 0.0593 | 0.1458 | 16.53 | 317282.54 | 677176.53 | 76774540.47 | 0.46854
20 | D B Wilson | 6823_B_W1 | 1 | ESPC | 0.01 | 0.014817 | 417 |  | O&M | 88162.5457 | 30012538.8 | 0.00482 | 72.28 | 0.0021 | 0.01 | 0.0007 | 0.0006 | 0.099 | 0.0029 | 0.01 | 0.0173 | 0.0346 | 0.1214 | 0.2988 | 33.87 | 1219.74 | 2602.97 | 295055.37 | 0.4686
21 | Jim Bridger | 8066_B_BW73 | 1 | ESPC | 0.00779 | 0.010233 | 523 |  | O&M | 88162.5457 | 30060505 | 0.00023 | 3.51 | 0.0001 | 0.0005 | 0 | 0 | 0.0048 | 0.0001 | 0.0005 | 0.0008 | 0.0017 | 0.0008 | 0.0094 | 1.89 | 25117.53 | 46646.85 | 9378994.22 | 0.53846
22 | John B Rich Memorial Power Station | 10113_B_CFB1, 10113_B_CFB2 | 2 | B | 0.014 | 0.019314 | 80 |  | Bag Type Upgrade | 48984.5682 | 8000969.6 | 0.00931 | 37.26 | 0.0045 | 0.0101 | 0.0006 | 0.0011 | 0.0195 | 0.0038 | 0.0078 | 0.0328 | 0.0272 | 0.003 | 0.1104 | 17.27 | 1314.67 | 2836.4 | 443700.8 | 0.4635
23 | Colver Power Project | 10143_B_ABB01 | 1 | B | 0.0076484 | 0.010278 | 110 |  | Increased Std Bag frequency | 15132.6044 | 9074811.4 | 0.00028 | 1.26 | 0.0001 | 0.0002 | 0 | 0 | 0.0002 | 0 | 0.0012 | 0.0002 | 0.0002 | 0.0002 | 0.0023 | 0.58 | 12010 | 26090.7 | 6579393.22 | 0.46032
24 | Foster Wheeler Mt Carmel Cogen | 10343_B_SG-101 | 1 | B | 0.0098172 | 0.022889 | 43 |  | Increased Std Bag frequency | 9537.0257 | 2892787.75 | 0.01289 | 18.64 | 0.0023 | 0.005 | 0.0003 | 0.0005 | 0.0098 | 0.0019 | 0.0039 | 0.0164 | 0.0136 | 0.0015 | 0.0552 | 8.64 | 511.64 | 1103.82 | 172772.2 | 0.46352
25 | Westwood Generation LLC | 50611_B_031 | 1 | B | 0.010786 | 0.024158 | 30 |  | Bag Type Upgrade | 15097.793 | 2640627 | 0.01416 | 18.69 | 0.0023 | 0.005 | 0.0003 | 0.0005 | 0.0098 | 0.0019 | 0.0039 | 0.0165 | 0.0136 | 0.0015 | 0.0554 | 8.67 | 807.8 | 1741.38 | 272523.34 | 0.46388
26 | St Nicholas Cogen Project | 54634_B_1 | 1 | B | 0.005714 | 0.014684 | 86 |  | Increased Std Bag frequency | 17470.5699 | 10609501.2 | 0.00468 | 24.85 | 0.003 | 0.0067 | 0.0004 | 0.0007 | 0.013 | 0.0025 | 0.0052 | 0.0219 | 0.0181 | 0.002 | 0.0736 | 11.52 | 703.04 | 1516.54 | 237371.87 | 0.46358
27 | Red Hills Generating Facility | 55076_B_AA001, 55076_B_AA002 | 2 | B | 0.003696 | 0.012418 | 440 |  | Increased Std Bag frequency | 64072.2037 | 30817327.4 | 0.00242 | 37.26 | 0.0121 | 0.0068 | 0.0013 | 0.002 | 0.0228 | 0.0119 | 0.0068 | 0.0402 | 0.0405 | 0.0171 | 0.1615 | 29.3 | 1719.6 | 2186.76 | 396731.91 | 0.78637

## 0.006 Limit Assumptions
| Plant Name | UniqueID_Final | Number of Units | PM Control | Lowest Achieved fPM Rate (lowest 99th percentile, lb/MMBtu) | Average of All Data (lb/MMBtu) | Capacity (MW) | Capital Charge Rate (%) | Upgrade Assumption to Meet 0.006 lb/MMBtu | Annualized Cost (2019$) | Average Annual Heat Input (mmBtu) | Reduction in Average fPM Rate (lb/MMBtu) | fPM Reductions (tons/year) | Sb Reductions (tons/year) | As Reductions (tons/year) | Be Reductions (tons/year) | Cd Reductions (tons/year) | Cr Reductions (tons/year) | Co Reductions (tons/year) | Pb Reductions (tons/year) | Mn Reductions (tons/year) | Ni Reductions (tons/year) | Se Reductions (tons/year) | Total Metals Reductions (tons/year) | fPM2.5 Reductions (tons/year) | fPM Cost Effectiveness ($/ton) | fPM2.5 Cost Effectiveness ($/ton) | Total Metals Cost Effectiveness ($/ton)
0 | Barry | 3_B_5 | 1 | ESPC + WS | 0.00396 | 0.00775 | 756 |  | O&M | 88162.5457 | 33220819.4 | 0.00175 | 29.07 | 0.0015 | 0.004 | 0.0002 | 0.0006 | 0.0398 | 0.0009 | 0.0027 | 0.0005 | 0.0139 | 0.1 | 0.164 | 13.62 | 3032.77 | 6473.02 | 537576.5
1 | Whelan Energy Center | 60_B_1 | 1 | ESPC | 0.0068218 | 0.0065137 | 77 | 11.04 | Minor ESP Upgrade ($20/kW, 2019$) | 170016 | 4392679 | 0.00051 | 1.13 | 0.0001 | 0.0001 | 0 | 0 | 0.0005 | 0.0001 | 0.0002 | 0.0004 | 0.0002 | 0.0001 | 0.0017 | 0.61 | 150456.64 | 278714.75 | 100009411.76
2 | Seminole | 136_B_2 | 1 | ESPC | 0.00798 | 0.014167 | 657 |  | FF install | 14599444.59 | 37530746.6 | 0.01217 | 228.29 | 0.0067 | 0.0317 | 0.0022 | 0.002 | 0.3128 | 0.0093 | 0.0315 | 0.0546 | 0.1094 | 0.3835 | 0.9437 | 106.97 | 63951.31 | 136481.67 | 15470429.79
3 | Comanche | 470_B_3 | 1 | B | 0.0068 | 0.0062098 | 750 |  | Bag Type Upgrade | 441584.3952 | 36691347.2 | 0.00021 | 3.85 | 0.0012 | 0.0012 | 0.0001 | 0.0003 | 0.0048 | 0.001 | 0.0022 | 0.004 | 0.0014 | 0.0007 | 0.0167 | 2.45 | 114697.25 | 180238.53 | 26442179.35
4 | Crystal River | 628_B_4 | 1 | ESPC | 0.0081418 | 0.0077547 | 712 | 20.57 | Typical ESP Upgrade ($40/kW, 2019$) | 5858336 | 31839844.2 | 0.00175 | 27.93 | 0.0002 | 0.002 | 0.0002 | 0.0001 | 0.0045 | 0.0009 | 0.0018 | 0.0023 | 0.0145 | 0.0224 | 0.0489 | 11.18 | 209750.66 | 524001.43 | 119802372.19
5 | Crystal River | 628_B_5 | 1 | ESPC | 0.0081418 | 0.0077547 | 710 | 20.57 | Typical ESP Upgrade ($40/kW, 2019$) | 5841880 | 31809430 | 0.00175 | 27.91 | 0.0002 | 0.002 | 0.0002 | 0.0001 | 0.0045 | 0.0009 | 0.0018 | 0.0023 | 0.0145 | 0.0224 | 0.0489 | 11.17 | 209311.36 | 522997.31 | 119465848.67
6 | Marion | 976_B_123 | 1 | B | 0.005 | 0.013835 | 120 |  | Increased Std Bag frequency | 10560.518 | 9343124.2 | 0.00783 | 36.6 | 0.0013 | 0.0115 | 0.002 | 0.0031 | 0.0362 | 0.0084 | 0.0391 | 0.1581 | 0.0268 | 0.005 | 0.2916 | 17.15 | 288.54 | 615.77 | 36215.77
7 | Walter Scott Jr Energy Center | 1082_B_3 | 1 | ESPC + B | 0.0016922 | 0.0092479 | 708 |  | Increased Std Bag frequency | 88162.5457 | 40207209.2 | 0.00325 | 65.3 | 0.0024 | 0.0042 | 0.0011 | 0.0019 | 0.0342 | 0.0066 | 0.0136 | 0.0575 | 0.0477 | 0.005 | 0.1742 | 35.27 | 1350.12 | 2499.65 | 506099.57
8 | Ghent | 1356_B_2, 1356_B_3 | 2 | ESPH + B | 0.0080709 | 0.0076005 | 980 | 20.57 | Typical ESP Upgrade ($40/kW, 2019$) | 8063440 | 52025098.8 | 0.0016 | 41.63 | 0.0015 | 0.0027 | 0.0007 | 0.0012 | 0.0218 | 0.0042 | 0.0087 | 0.0367 | 0.0304 | 0.0224 | 0.1303 | 19.51 | 193693.01 | 413297.8 | 61883653.11
9 | Ghent | 1356_B_4 | 1 | ESPH + B | 0.0060233 | 0.0078745 | 465 | 14.9 | Typical ESP Upgrade ($40/kW, 2019$) | 2771400 | 28052416.6 | 0.00187 | 26.29 | 0.001 | 0.0017 | 0.0004 | 0.0008 | 0.0138 | 0.0027 | 0.0055 | 0.0232 | 0.0192 | 0.0142 | 0.0823 | 12.32 | 105416.51 | 224951.3 | 33674362.09
10 | Mill Creek | 1364_B_4 | 1 | ESPC + B | 0.0034476 | 0.01143 | 477 |  | Increased Std Bag frequency | 78271.4156 | 28938246.4 | 0.00543 | 78.56 | 0.0029 | 0.0051 | 0.0013 | 0.0023 | 0.0412 | 0.0079 | 0.0163 | 0.0692 | 0.0574 | 0.0236 | 0.2273 | 36.81 | 996.33 | 2126.36 | 344352.91
11 | Shawnee | 1379_B_6, 1379_B_7, 1379_B_8, 1379_B_9 | 4 | B + C | 0.00559 | 0.00635 | 536 |  | Increased Std Bag frequency | 74661.8725 | 30393395.4 | 0.00035 | 5.32 | 0.0026 | 0.0057 | 0.0003 | 0.0006 | 0.0111 | 0.0021 | 0.0044 | 0.0187 | 0.0155 | 0.0183 | 0.0796 | 9.97 | 14034.19 | 7488.65 | 937963.22
12 | R S Nelson | 1393_B_6 | 1 | ESPC | 0.0078517 | 0.0084027 | 550 | 11.04 | Typical ESP Upgrade ($40/kW, 2019$) | 2428800 | 23296516.6 | 0.0024 | 27.99 | 0.0032 | 0.0009 | 0.0005 | 0.0007 | 0.0017 | 0.005 | 0.0012 | 0.0018 | 0.0047 | 0.0664 | 0.086 | 15.12 | 86773.85 | 160634.92 | 28241860.47
13 | Clay Boswell | 1893_B_4 | 1 | B | 0.0106 | 0.0074739 | 584 |  | Bag Type Upgrade | 301684.5826 | 37658193.6 | 0.00147 | 27.75 | 0.0034 | 0.0075 | 0.0004 | 0.0008 | 0.0145 | 0.0028 | 0.0058 | 0.0244 | 0.0203 | 0.0327 | 0.1127 | 14.99 | 10871.52 | 20125.72 | 2676881.83
14 | Labadie | 2103_B_1 | 1 | ESPC | 0.014 | 0.017519 | 593 |  | FF install | 14716195.66 | 40426523.4 | 0.01552 | 313.66 | 0.0093 | 0.0436 | 0.003 | 0.0028 | 0.4297 | 0.0128 | 0.0433 | 0.075 | 0.1502 | 0.0734 | 0.843 | 169.45 | 46917.67 | 86846.83 | 17456934.35
15 | Labadie | 2103_B_2 | 1 | ESPC | 0.014 | 0.017519 | 593 |  | FF install | 14711433.79 | 40621980.2 | 0.01552 | 315.18 | 0.0093 | 0.0438 | 0.003 | 0.0028 | 0.4318 | 0.0128 | 0.0435 | 0.0753 | 0.151 | 0.0738 | 0.8471 | 170.27 | 46676.29 | 86400.62 | 17366820.67
16 | Labadie | 2103_B_3 | 1 | ESPC | 0.014 | 0.017519 | 593 |  | FF install | 21767079.16 | 36981374.6 | 0.01552 | 286.93 | 0.0085 | 0.0399 | 0.0027 | 0.0026 | 0.3931 | 0.0117 | 0.0396 | 0.0686 | 0.1374 | 0.0671 | 0.7712 | 155.01 | 75861.98 | 140423.71 | 28224947.04
17 | Labadie | 2103_B_4 | 1 | ESPC | 0.014 | 0.017519 | 593 |  | FF install | 21870055.64 | 39856724.8 | 0.01552 | 309.24 | 0.0091 | 0.043 | 0.0029 | 0.0028 | 0.4237 | 0.0126 | 0.0427 | 0.0739 | 0.1481 | 0.0724 | 0.8311 | 167.06 | 70721.95 | 130911.38 | 26314589.87
18 | New Madrid | 2167_B_1 | 1 | ESPC | 0.00498 | 0.0061667 | 579 |  | O&M | 88162.5457 | 30288292.4 | 0.00017 | 2.52 | 0.0001 | 0.0004 | 0 | 0 | 0.0035 | 0.0001 | 0.0003 | 0.0006 | 0.0013 | 0.0006 | 0.0068 | 1.25 | 34985.14 | 70530.04 | 12965080.25
19 | New Madrid | 2167_B_2 | 1 | ESPC | 0.00498 | 0.0098333 | 575 |  | O&M | 88162.5457 | 32910568 | 0.00383 | 63.08 | 0.0019 | 0.0088 | 0.0006 | 0.0006 | 0.0864 | 0.0026 | 0.0087 | 0.0151 | 0.0314 | 0.0148 | 0.1707 | 31.2 | 1397.63 | 2825.72 | 516476.54
20 | Roxboro | 2712_B_4A, 2712_B_4B | 2 | ESPH | 0.01277 | 0.012301 | 698 | 20.57 | ESP Rebuild ($80/kW, 2019$) | 11486288 | 18511734.8 | 0.0063 | 58.32 | 0.0032 | 0.0215 | 0.0011 | 0.0036 | 0.0376 | 0.0072 | 0.0121 | 0.0265 | 0.0294 | 0.2259 | 0.3681 | 27.33 | 196952.81 | 420281.3 | 31204259.71
21 | Leland Olds | 2817_B_1 | 1 | ESPC | 0.006992 | 0.0072833 | 222 | 11.04 | Minor ESP Upgrade ($20/kW, 2019$) | 490176 | 12425543.2 | 0.00128 | 7.97 | 0.0004 | 0.0011 | 0 | 0.0002 | 0.0109 | 0.0002 | 0.0007 | 0.0132 | 0.0038 | 0.0199 | 0.0505 | 3.14 | 61502.63 | 156107.01 | 9706455.45
22 | Leland Olds | 2817_B_2 | 1 | ESPC | 0.005692 | 0.0060667 | 445 |  | O&M | 88162.5457 | 24932913.2 | 7e-05 | 0.83 | 0 | 0.0001 | 0 | 0 | 0.0011 | 0 | 0.0001 | 0.0002 | 0.0004 | 0.0002 | 0.0022 | 0.41 | 106219.93 | 215030.6 | 40073884.39
23 | Milton R Young | 2823_B_B2 | 1 | ESPC | 0.01 | 0.010839 | 447 | 11.04 | ESP Rebuild ($80/kW, 2019$) | 3947904 | 34488733 | 0.00484 | 83.44 | 0.0042 | 0.0116 | 0.0005 | 0.0017 | 0.1143 | 0.0025 | 0.0077 | 0.1377 | 0.04 | 0.2086 | 0.5287 | 32.81 | 47314.29 | 120326.24 | 7467191.22
24 | FirstEnergy Fort Martin Power Station | 3943_B_1 | 1 | ESPC + WS | 0.006908 | 0.0089667 | 552 | 16.31 | Typical ESP Upgrade ($40/kW, 2019$) | 3601248 | 27898438 | 0.00297 | 41.38 | 0.0021 | 0.0058 | 0.0002 | 0.0008 | 0.0567 | 0.0012 | 0.0038 | 0.0007 | 0.0198 | 0.1424 | 0.2335 | 19.39 | 87028.71 | 185727.08 | 15422903.64
25 | FirstEnergy Harrison Power Station | 3944_B_1 | 1 | ESPC + WS | 0.014617 | 0.012781 | 652 | 12.07 | ESP Rebuild ($80/kW, 2019$) | 6295712 | 38613533.2 | 0.00678 | 130.93 | 0.0065 | 0.0182 | 0.0007 | 0.0027 | 0.1794 | 0.0039 | 0.0121 | 0.0022 | 0.0627 | 0.4504 | 0.7388 | 61.35 | 48084.56 | 102619.59 | 8521537.63
26 | FirstEnergy Harrison Power Station | 3944_B_2 | 1 | ESPC + WS | 0.014612 | 0.013872 | 651 |  | FF install | 16329874.92 | 40560442.4 | 0.01187 | 240.75 | 0.012 | 0.0335 | 0.0013 | 0.0049 | 0.3298 | 0.0072 | 0.0223 | 0.004 | 0.1153 | 0.8282 | 1.3586 | 112.81 | 67829.18 | 144755.56 | 12019634.12
27 | FirstEnergy Harrison Power Station | 3944_B_3 | 1 | ESPC + WS | 0.015109 | 0.015448 | 651 |  | FF install | 16300985.55 | 42550521.4 | 0.01345 | 286.09 | 0.0143 | 0.0398 | 0.0016 | 0.0059 | 0.3919 | 0.0086 | 0.0265 | 0.0047 | 0.137 | 0.9841 | 1.6144 | 134.05 | 56978.52 | 121603.77 | 10097240.8
28 | Mt Storm | 3954_B_1, 3954_B_2 | 2 | ESPC + WS | 0.008 | 0.011695 | 1109 | 11.04 | ESP Rebuild ($80/kW, 2019$) | 9794688 | 40835468.4 | 0.00569 | 116.28 | 0.0058 | 0.0162 | 0.0006 | 0.0024 | 0.1593 | 0.0035 | 0.0108 | 0.0019 | 0.0557 | 0.4 | 0.6561 | 54.48 | 84233.64 | 179785.02 | 14928651.12
29 | Mt Storm | 3954_B_3 | 1 | ESPC + WS | 0.006 | 0.010892 | 520 |  | O&M | 88162.5457 | 16289259.4 | 0.00489 | 39.84 | 0.002 | 0.0055 | 0.0002 | 0.0008 | 0.0546 | 0.0012 | 0.0037 | 0.0007 | 0.0191 | 0.1371 | 0.2248 | 18.67 | 2212.92 | 4722.15 | 392182.14
30 | Weston | 4078_B_3 | 1 | B | 0.007 | 0.0064906 | 327 |  | Bag Type Upgrade | 212056.2814 | 11108717 | 0.00049 | 2.72 | 0.0001 | 0.0004 | 0 | 0 | 0.0079 | 0.0002 | 0.0006 | 0.0018 | 0.0034 | 0.0024 | 0.0169 | 0.4 | 77961.87 | 530140.7 | 12547708.96
31 | East Bend | 6018_B_2 | 1 | ESPH | 0.0099 | 0.0095258 | 600 | 11.42 | Typical ESP Upgrade ($40/kW, 2019$) | 2740800 | 34180722 | 0.00353 | 60.26 | 0.001 | 0.0255 | 0.0003 | 0.0022 | 0.0403 | 0.0013 | 0.0068 | 0.0209 | 0.0366 | 0.3527 | 0.4877 | 28.23 | 45482.91 | 97088.2 | 5619848.27
32 | Craig | 6021_B_C2 | 1 | B | 0.006 | 0.0061667 | 410 |  | Increased Std Bag frequency | 80066.9652 | 28172962.6 | 0.00017 | 2.35 | 0.0002 | 0.0002 | 0 | 0.0001 | 0.0008 | 0.0001 | 0.0001 | 0.0117 | 0.0009 | 0.0004 | 0.0145 | 1.1 | 34071.05 | 72788.15 | 5521859.67
33 | H L Spurlock | 6041_B_3 | 1 | B | 0.004 | 0.007355 | 268 |  | Increased Std Bag frequency | 47335.4807 | 15860604.2 | 0.00135 | 10.75 | 0.0005 | 0.0006 | 0.0001 | 0.0001 | 0.0016 | 0.0005 | 0.0328 | 0.0035 | 0.007 | 0.0013 | 0.0479 | 5.03 | 4403.3 | 9410.63 | 988214.63
34 | Big Cajun 2 | 6055_B_2B3 | 1 | ESPC | 0.009 | 0.009 | 580 | 31.44 | Typical ESP Upgrade ($40/kW, 2019$) | 7294080 | 22098583.6 | 0.003 | 33.15 | 0.001 | 0.0046 | 0.0003 | 0.0003 | 0.0454 | 0.0013 | 0.0046 | 0.0079 | 0.0159 | 0.0078 | 0.0891 | 17.91 | 220032.58 | 407262.98 | 81863973.06
35 | Jeffrey Energy Center | 6068_B_2 | 1 | ESPC | 0.005494 | 0.0069333 | 733 |  | O&M | 88162.5457 | 31502135.2 | 0.00093 | 14.7 | 0.0004 | 0.002 | 0.0001 | 0.0001 | 0.0201 | 0.0006 | 0.002 | 0.0035 | 0.0073 | 0.0034 | 0.0398 | 7.27 | 5997.45 | 12126.9 | 2215139.34
36 | Jeffrey Energy Center | 6068_B_3 | 1 | ESPC | 0.0089662 | 0.0087433 | 728 | 54.74 | Typical ESP Upgrade ($40/kW, 2019$) | 15940288 | 31270608 | 0.00274 | 42.89 | 0.0013 | 0.006 | 0.0004 | 0.0004 | 0.0588 | 0.0017 | 0.0059 | 0.0103 | 0.0205 | 0.01 | 0.1153 | 23.17 | 371655.12 | 687971 | 138250546.4
37 | Trimble County | 6071_B_1 | 1 | ESPC + B | 0.0041636 | 0.0069844 | 511 |  | Increased Std Bag frequency | 88162.5457 | 31052470.4 | 0.00098 | 15.28 | 0.0006 | 0.001 | 0.0002 | 0.0004 | 0.008 | 0.0015 | 0.0032 | 0.0135 | 0.0112 | 0.0032 | 0.0428 | 7.16 | 5769.8 | 12313.2 | 2059872.56
38 | Colstrip | 6076_B_3 | 1 | WS | 0.01796 | 0.021294 | 740 |  | FF install | 18409682.8 | 51323286.6 | 0.01916 | 491.79 | 0.0251 | 0.0615 | 0.0024 | 0.0122 | 0.0905 | 0.0068 | 0.1018 | 0.3629 | 0.0944 | 0.3497 | 1.1065 | 265.67 | 37434.03 | 69295.3 | 16637761.23
39 | Colstrip | 6076_B_4 | 1 | WS | 0.017 | 0.023162 | 740 |  | FF install | 18473290.08 | 49614571.6 | 0.02085 | 517.13 | 0.0264 | 0.0646 | 0.0025 | 0.0128 | 0.0952 | 0.0071 | 0.107 | 0.3816 | 0.0993 | 0.3677 | 1.1635 | 279.37 | 35722.72 | 66124.82 | 15877344.29
40 | Sooner | 6095_B_1 | 1 | ESPC | 0.010352 | 0.0083333 | 520 | 11.04 | Typical ESP Upgrade ($40/kW, 2019$) | 2296320 | 18683676 | 0.00233 | 21.8 | 0.0007 | 0.003 | 0.0002 | 0.0002 | 0.0289 | 0.0009 | 0.0031 | 0.0053 | 0.0102 | 0.0049 | 0.0573 | 11.78 | 105335.78 | 194933.79 | 40075392.67
41 | Nebraska City | 6096_B_1 | 1 | ESPC | 0.002835 | 0.0080722 | 654 |  | O&M | 88162.5457 | 39013356.2 | 0.00207 | 40.42 | 0.0014 | 0.0017 | 0.0003 | 0.0003 | 0.0032 | 0.001 | 0.0036 | 0.0086 | 0.0049 | 0.0078 | 0.0327 | 10.6 | 2181.16 | 8317.22 | 2696102.31
42 | Gibson | 6113_B_3 | 1 | ESPC | 0.0098128 | 0.0085215 | 630 | 105.91 | Typical ESP Upgrade ($40/kW, 2019$) | 26689320 | 26761125.6 | 0.00252 | 33.74 | 0.0016 | 0.0167 | 0.0003 | 0.0016 | 0.0065 | 0.001 | 0.0036 | 0.7016 | 0.007 | 0.1077 | 0.8477 | 15.81 | 791029.05 | 1688129.03 | 31484393.06
43 | Martin Lake | 6146_B_1 | 1 | ESPC | 0.003 | 0.013104 | 800 |  | O&M | 88162.5457 | 47800279.8 | 0.0071 | 169.79 | 0.0085 | 0.0236 | 0.0009 | 0.0035 | 0.2326 | 0.0051 | 0.0157 | 0.2802 | 0.0813 | 0.4245 | 1.0759 | 66.76 | 519.24 | 1320.59 | 81943.07
44 | Martin Lake | 6146_B_2 | 1 | ESPC | 0.005 | 0.006313 | 805 |  | O&M | 88162.5457 | 42979261.8 | 0.00031 | 6.73 | 0.0003 | 0.0009 | 0 | 0.0001 | 0.0092 | 0.0002 | 0.0006 | 0.0111 | 0.0032 | 0.0168 | 0.0426 | 2.64 | 13099.93 | 33394.9 | 2069543.33
45 | Martin Lake | 6146_B_3 | 1 | ESPC | 0.005 | 0.0081709 | 805 |  | O&M | 88162.5457 | 47020708 | 0.00217 | 51.04 | 0.0025 | 0.0071 | 0.0003 | 0.001 | 0.0699 | 0.0015 | 0.0047 | 0.0842 | 0.0244 | 0.1276 | 0.3234 | 20.07 | 1727.32 | 4392.75 | 272611.46
46 | Coronado | 6177_B_U1B | 1 | ESPH | 0.0061 | 0.0092875 | 380 | 29.11 | Typical ESP Upgrade ($40/kW, 2019$) | 4424720 | 17749344 | 0.00329 | 29.18 | 0.0009 | 0.0041 | 0.0003 | 0.0003 | 0.04 | 0.0012 | 0.004 | 0.007 | 0.014 | 0.0068 | 0.0784 | 15.76 | 151635.37 | 280756.35 | 56437755.1
47 | Coronado | 6177_B_U2B | 1 | ESPH | 0.0061 | 0.0092875 | 382 | 29.11 | Typical ESP Upgrade ($40/kW, 2019$) | 4448008 | 20726771.4 | 0.00329 | 34.07 | 0.001 | 0.0047 | 0.0003 | 0.0003 | 0.0467 | 0.0014 | 0.0047 | 0.0081 | 0.0163 | 0.008 | 0.0916 | 18.41 | 130554.98 | 241608.26 | 48559039.3
48 | San Miguel | 6183_B_SM-1 | 1 | ESPC | 0.0081606 | 0.013565 | 391 |  | FF install | 13251081.09 | 30376084.2 | 0.01156 | 175.64 | 0.0088 | 0.0244 | 0.001 | 0.0036 | 0.2406 | 0.0053 | 0.0163 | 0.2898 | 0.0841 | 0.4391 | 1.1129 | 69.06 | 75444.55 | 191877.8 | 11906803.03
49 | Laramie River Station | 6204_B_1 | 1 | ESPH | 0.001796 | 0.0079867 | 570 |  | O&M | 88162.5457 | 26906357.6 | 0.00199 | 26.73 | 0.0008 | 0.0037 | 0.0003 | 0.0002 | 0.0366 | 0.0011 | 0.0037 | 0.0064 | 0.0128 | 0.0063 | 0.0718 | 14.44 | 3298.26 | 6105.44 | 1227890.61
50 | Laramie River Station | 6204_B_2 | 1 | ESPH | 0.008 | 0.007 | 570 | 11.04 | Minor ESP Upgrade ($20/kW, 2019$) | 1258560 | 39919358 | 0.001 | 19.96 | 0.0006 | 0.0028 | 0.0002 | 0.0002 | 0.0273 | 0.0008 | 0.0028 | 0.0048 | 0.0096 | 0.0047 | 0.0536 | 10.78 | 63054.11 | 116749.54 | 23480597.01
51 | Laramie River Station | 6204_B_3 | 1 | ESPH | 0.00598 | 0.014758 | 570 |  | O&M | 88162.5457 | 43706051.2 | 0.00876 | 191.4 | 0.0056 | 0.0266 | 0.0018 | 0.0017 | 0.2622 | 0.0078 | 0.0264 | 0.0457 | 0.0917 | 0.0448 | 0.5144 | 103.4 | 460.62 | 852.64 | 171389.09
52 | Winyah | 6249_B_2 | 1 | ESPC + WS | 0.0091381 | 0.0074614 | 285 | 38.44 | Minor ESP Upgrade ($20/kW, 2019$) | 2191080 | 6061530 | 0.00146 | 4.43 | 0.0002 | 0.0006 | 0 | 0.0001 | 0.0061 | 0.0001 | 0.0004 | 0.0001 | 0.0021 | 0.0152 | 0.025 | 2.08 | 494600.45 | 1053403.85 | 87643200
53 | Winyah | 6249_B_3 | 1 | ESPC + WS | 0.0068164 | 0.0071326 | 285 | 38.44 | Minor ESP Upgrade ($20/kW, 2019$) | 2191080 | 4608332.6 | 0.00113 | 2.61 | 0.0001 | 0.0004 | 0 | 0.0001 | 0.0036 | 0.0001 | 0.0002 | 0 | 0.0012 | 0.009 | 0.0147 | 1.22 | 839494.25 | 1795967.21 | 149053061.22
54 | Winyah | 6249_B_4 | 1 | ESPC + WS | 0.0050691 | 0.0061414 | 285 |  | O&M | 88162.5457 | 2481275.8 | 0.00014 | 0.18 | 0 | 0 | 0 | 0 | 0.0002 | 0 | 0 | 0 | 0.0001 | 0.0006 | 0.001 | 0.08 | 489791.92 | 1102031.82 | 88162545.67
55 | Mayo | 6250_B_1A, 6250_B_1B | 2 | ESPH | 0.014993 | 0.014449 | 728 |  | FF install | 66699041.78 | 15856958.2 | 0.01245 | 98.7 | 0.0029 | 0.0137 | 0.0009 | 0.0009 | 0.1352 | 0.004 | 0.0136 | 0.0236 | 0.0473 | 0.1658 | 0.408 | 46.24 | 675775.5 | 1442453.33 | 163478043.58
56 | Independence Steam Electric Station | 6641_B_1 | 1 | ESPC | 0.0053647 | 0.0064268 | 809 |  | O&M | 88162.5457 | 31915341.2 | 0.00043 | 6.81 | 0.0002 | 0.0009 | 0.0001 | 0.0001 | 0.0093 | 0.0003 | 0.0009 | 0.0016 | 0.0034 | 0.0016 | 0.0184 | 3.37 | 12946.04 | 26160.99 | 4791442.7
57 | Warrick | 6705_B_4 | 1 | ESPC | 0.007 | 0.0068338 | 295 | 11.04 | Minor ESP Upgrade ($20/kW, 2019$) | 651360 | 20079372.2 | 0.00083 | 8.37 | 0.0002 | 0.0012 | 0.0001 | 0.0001 | 0.0115 | 0.0003 | 0.0012 | 0.002 | 0.004 | 0.0141 | 0.0346 | 3.92 | 77820.79 | 166163.27 | 18825433.53
58 | D B Wilson | 6823_B_W1 | 1 | ESPC | 0.01 | 0.014817 | 417 |  | FF install | 10776749.04 | 30012538.8 | 0.01282 | 192.32 | 0.0057 | 0.0267 | 0.0018 | 0.0017 | 0.2635 | 0.0078 | 0.0265 | 0.046 | 0.0921 | 0.3231 | 0.795 | 90.11 | 56035.51 | 119595.48 | 13555659.17
59 | Major Oak Power | 7030_B_U1 | 1 | B | 0.00698 | 0.0061667 | 152 |  | Bag Type Upgrade | 105440.0703 | 14555770.6 | 0.00017 | 1.21 | 0.0002 | 0 | 0 | 0 | 0.0001 | 0.0002 | 0.0001 | 0.0006 | 0.0003 | 0.0001 | 0.0017 | 0.48 | 87140.55 | 219666.81 | 62023570.78
60 | Major Oak Power | 7030_B_U2 | 1 | B | 0.007 | 0.0083333 | 153 |  | Bag Type Upgrade | 105440.0703 | 13564089 | 0.00233 | 15.82 | 0.003 | 0.0005 | 0.0002 | 0.0003 | 0.0018 | 0.0027 | 0.0008 | 0.0083 | 0.004 | 0.0007 | 0.0222 | 6.22 | 6664.99 | 16951.78 | 4749552.72
61 | Bonanza | 7790_B_1-1 | 1 | B | 0.00696 | 0.0066667 | 458 |  | Bag Type Upgrade | 298657.9729 | 37311654.8 | 0.00067 | 12.44 | 0.0015 | 0.0034 | 0.0002 | 0.0004 | 0.0065 | 0.0013 | 0.0026 | 0.011 | 0.0091 | 0.0067 | 0.0425 | 5.83 | 24007.88 | 51227.78 | 7027246.42
62 | Jim Bridger | 8066_B_BW73 | 1 | ESPC | 0.00779 | 0.010233 | 523 | 14.9 | ESP Rebuild ($80/kW, 2019$) | 6234160 | 30060505 | 0.00423 | 63.63 | 0.0019 | 0.0088 | 0.0006 | 0.0006 | 0.0872 | 0.0026 | 0.0088 | 0.0152 | 0.0305 | 0.0149 | 0.171 | 34.37 | 97975.17 | 181383.76 | 36457076.02
63 | Jim Bridger | 8066_B_BW74 | 1 | ESPC | 0.007788 | 0.0081833 | 530 | 14.9 | Typical ESP Upgrade ($40/kW, 2019$) | 3158800 | 29973979.4 | 0.00218 | 32.72 | 0.001 | 0.0045 | 0.0003 | 0.0003 | 0.0448 | 0.0013 | 0.0045 | 0.0078 | 0.0157 | 0.0077 | 0.0879 | 17.68 | 96540.34 | 178665.16 | 35936291.24
64 | Huntington | 8069_B_2 | 1 | B | 0.00694 | 0.0063333 | 450 |  | Bag Type Upgrade | 262861.1226 | 26772915 | 0.00033 | 4.46 | 0.0005 | 0.0012 | 0.0001 | 0.0001 | 0.0023 | 0.0005 | 0.0009 | 0.0039 | 0.0033 | 0.0024 | 0.0153 | 2.09 | 58937.47 | 125770.87 | 17180465.53
65 | Gavin Power, LLC | 8102_B_1 | 1 | ESPC | 0.010384 | 0.0093167 | 1348 | 11.04 | Typical ESP Upgrade ($40/kW, 2019$) | 5952768 | 75719207.4 | 0.00332 | 125.57 | 0.0037 | 0.0175 | 0.0012 | 0.0011 | 0.172 | 0.0051 | 0.0173 | 0.03 | 0.0601 | 0.211 | 0.5191 | 58.83 | 47405.97 | 101185.93 | 11467478.33
66 | Gavin Power, LLC | 8102_B_2 | 1 | ESPC | 0.003888 | 0.0066556 | 1361 |  | O&M | 88162.5457 | 71126464 | 0.00066 | 23.31 | 0.0007 | 0.0032 | 0.0002 | 0.0002 | 0.0319 | 0.0009 | 0.0032 | 0.0056 | 0.0112 | 0.0392 | 0.0964 | 10.92 | 3782.18 | 8073.49 | 914549.23
67 | John B Rich Memorial Power Station | 10113_B_CFB1, 10113_B_CFB2 | 2 | B | 0.014 | 0.019314 | 80 |  | Bag Type Upgrade | 48984.5682 | 8000969.6 | 0.01331 | 53.26 | 0.0064 | 0.0144 | 0.0009 | 0.0016 | 0.0279 | 0.0054 | 0.0111 | 0.0469 | 0.0389 | 0.0043 | 0.1578 | 24.69 | 919.73 | 1983.98 | 310421.85
68 | Colver Power Project | 10143_B_ABB01 | 1 | B | 0.0076484 | 0.010278 | 110 |  | Bag Type Upgrade | 61263.7663 | 9074811.4 | 0.00428 | 19.41 | 0.001 | 0.0032 | 0.0002 | 0.0004 | 0.0027 | 0.0005 | 0.0189 | 0.0037 | 0.0027 | 0.0025 | 0.0358 | 9 | 3156.3 | 6807.09 | 1711278.39
69 | Grant Town Power Plant | 10151_B_BLR1A, 10151_B_BLR1B | 2 | B | 0.004488 | 0.0088667 | 80 |  | Increased Std Bag frequency | 17593.2492 | 8778034.4 | 0.00287 | 12.58 | 0.0013 | 0.0031 | 0.0002 | 0.0003 | 0.0056 | 0.0011 | 0.0045 | 0.0094 | 0.0077 | 0.0011 | 0.0345 | 5.83 | 1398.51 | 3017.71 | 509949.25
70 | Foster Wheeler Mt Carmel Cogen | 10343_B_SG-101 | 1 | B | 0.0098172 | 0.022889 | 43 |  | Bag Type Upgrade | 38610.7777 | 2892787.75 | 0.01689 | 24.43 | 0.003 | 0.0066 | 0.0004 | 0.0007 | 0.0128 | 0.0025 | 0.0051 | 0.0215 | 0.0178 | 0.002 | 0.0724 | 11.33 | 1580.47 | 3407.84 | 533298.03
71 | River Valley | 10671_B_1A, 10671_B_1B, 10671_B_2A, 10671_B_2B | 4 | B | 0.003694 | 0.0072417 | 320 |  | Increased Std Bag frequency | 43681.3871 | 15632954.8 | 0.00124 | 9.71 | 0.0062 | 0.012 | 0.0006 | 0.0014 | 0.029 | 0.0039 | 0.0195 | 0.0441 | 0.0332 | 0.0311 | 0.1809 | 18.19 | 4498.6 | 2401.4 | 241467.04
72 | Colstrip Energy LP | 10784_B_BLR1 | 1 | B | 0.00319 | 0.0065 | 38 |  | Increased Std Bag frequency | 8833.4982 | 2319507.84 | 0.0005 | 0.58 | 0.0001 | 0.0001 | 0 | 0 | 0.0003 | 0 | 0.0002 | 0.0004 | 0.0004 | 0.0001 | 0.0016 | 0.27 | 15230.17 | 32716.66 | 5520936.35
73 | Westwood Generation LLC | 50611_B_031 | 1 | B | 0.010786 | 0.024158 | 30 |  | Bag Type Upgrade | 15097.793 | 2640627 | 0.01816 | 23.97 | 0.0029 | 0.0065 | 0.0004 | 0.0007 | 0.0126 | 0.0024 | 0.005 | 0.0211 | 0.0175 | 0.002 | 0.071 | 11.12 | 629.86 | 1357.72 | 212644.97
74 | Sunnyside Cogen Associates | 50951_B_1 | 1 | B | 0.00598 | 0.0061967 | 51 |  | Increased Std Bag frequency | 11590.8183 | 2743999.92 | 0.0002 | 0.27 | 0 | 0 | 0 | 0.0001 | 0.0001 | 0 | 0 | 0.0001 | 0 | 0 | 0.0003 | 0 | 42928.96 | inf | 38636061.02
75 | Scrubgrass Generating Plant | 50974_B_UNIT 1 | 1 | B + C | 0.00698 | 0.0081667 | 43 |  | Bag Type Upgrade | 33197.0482 | 2310374.4 | 0.00217 | 2.5 | 0 | 0.0004 | 0 | 0.0002 | 0.0003 | 0.0001 | 0.0005 | 0.0012 | 0.0002 | 0.0001 | 0.003 | 1.17 | 13278.82 | 28373.55 | 11065682.75
76 | Scrubgrass Generating Plant | 50974_B_UNIT 2 | 1 | B + C | 0.00698 | 0.0081667 | 43 |  | Bag Type Upgrade | 33197.0482 | 2192802 | 0.00217 | 2.38 | 0 | 0.0004 | 0 | 0.0001 | 0.0003 | 0.0001 | 0.0005 | 0.0011 | 0.0002 | 0.0001 | 0.0029 | 1.11 | 13948.34 | 29907.25 | 11447258.02
77 | St Nicholas Cogen Project | 54634_B_1 | 1 | B | 0.005714 | 0.014684 | 86 |  | Increased Std Bag frequency | 17470.5699 | 10609501.2 | 0.00868 | 46.07 | 0.0056 | 0.0124 | 0.0007 | 0.0014 | 0.0241 | 0.0047 | 0.0096 | 0.0406 | 0.0336 | 0.0038 | 0.1365 | 21.36 | 379.22 | 817.91 | 127989.52
78 | Red Hills Generating Facility | 55076_B_AA001, 55076_B_AA002 | 2 | B | 0.003696 | 0.012418 | 440 |  | Increased Std Bag frequency | 64072.2037 | 30817327.4 | 0.00642 | 98.9 | 0.0322 | 0.018 | 0.0035 | 0.0053 | 0.0606 | 0.0317 | 0.018 | 0.1066 | 0.1076 | 0.0453 | 0.4288 | 77.77 | 647.85 | 823.87 | 149422.12
79 | Plum Point Energy Station | 56456_B_BLR1 | 1 | B | 0.005774 | 0.0065833 | 680 |  | Increased Std Bag frequency | 76930.218 | 43165967.6 | 0.00058 | 12.59 | 0.0015 | 0.0034 | 0.0002 | 0.0004 | 0.0066 | 0.0013 | 0.0026 | 0.0111 | 0.0092 | 0.0149 | 0.0511 | 5.9 | 6110.42 | 13039.02 | 1505483.72
80 | Sandy Creek Energy Station | 56611_B_S01 | 1 | B | 0.001294 | 0.007231 | 933 |  | Increased Std Bag frequency | 113703.1446 | 56550548.4 | 0.00123 | 34.81 | 0.0042 | 0.0094 | 0.0006 | 0.001 | 0.0182 | 0.0035 | 0.0072 | 0.0307 | 0.0254 | 0.0411 | 0.1413 | 18.8 | 3266.39 | 6048.04 | 804693.17

## Metals Ratios
| UniqueID_Final | Sb : fPM | As : fPM | Be : fPM | Cd : fPM | Cr : fPM | Co : fPM | Pb : fPM | Mn : fPM | Ni : fPM | Se : fPM | Total Metal : fPM | fPM 2.5 : fPM
0 | 10113_B_CFB1, 10113_B_CFB2 | 0.000121 | 0.00027 | 1.61e-05 | 2.94e-05 | 0.000524 | 0.000101 | 0.000208 | 0.000881 | 0.00073 | 8.16e-05 | 0.0029621 | 0.46362
1 | 10143_B_ABB01 | 5.0868e-05 | 0.00016492 | 1.2717e-05 | 1.8452e-05 | 0.00013656 | 2.7089e-05 | 0.00097148 | 0.0001925 | 0.00014053 | 0.00012717 | 0.0018423 | 0.46362
2 | 10343_B_SG-101 | 0.000121 | 0.00027 | 1.61e-05 | 2.94e-05 | 0.000524 | 0.000101 | 0.000208 | 0.000881 | 0.00073 | 8.16e-05 | 0.0029621 | 0.46362
3 | 1082_B_3 | 3.69e-05 | 6.45e-05 | 1.61e-05 | 2.94e-05 | 0.000524 | 0.000101 | 0.000208 | 0.000881 | 0.00073 | 7.67e-05 | 0.0026676 | 0.54022
4 | 1356_B_2, 1356_B_3 | 3.69e-05 | 6.45e-05 | 1.61e-05 | 2.94e-05 | 0.000524 | 0.000101 | 0.000208 | 0.000881 | 0.00073 | 0.000539 | 0.0031299 | 0.46855
5 | 1356_B_4 | 3.69e-05 | 6.45e-05 | 1.61e-05 | 2.94e-05 | 0.000524 | 0.000101 | 0.000208 | 0.000881 | 0.00073 | 0.000539 | 0.0031299 | 0.46855
6 | 136_B_2 | 2.95e-05 | 0.000139 | 9.46e-06 | 8.97e-06 | 0.00137 | 4.07e-05 | 0.000138 | 0.000239 | 0.000479 | 0.00168 | 0.0041336 | 0.46855
7 | 1393_B_6 | 0.00011361 | 3.0937e-05 | 1.7751e-05 | 2.603e-05 | 5.9962e-05 | 0.00017751 | 4.2268e-05 | 6.4918e-05 | 0.00016733 | 0.0023708 | 0.0030711 | 0.54022
8 | 1893_B_4 | 0.000121 | 0.00027 | 1.61e-05 | 2.94e-05 | 0.000524 | 0.000101 | 0.000208 | 0.000881 | 0.00073 | 0.00118 | 0.0040605 | 0.54022
9 | 2103_B_1 | 2.95e-05 | 0.000139 | 9.46e-06 | 8.97e-06 | 0.00137 | 4.07e-05 | 0.000138 | 0.000239 | 0.000479 | 0.000234 | 0.0026876 | 0.54022
10 | 2103_B_2 | 2.95e-05 | 0.000139 | 9.46e-06 | 8.97e-06 | 0.00137 | 4.07e-05 | 0.000138 | 0.000239 | 0.000479 | 0.000234 | 0.0026876 | 0.54022
11 | 2103_B_3 | 2.95e-05 | 0.000139 | 9.46e-06 | 8.97e-06 | 0.00137 | 4.07e-05 | 0.000138 | 0.000239 | 0.000479 | 0.000234 | 0.0026876 | 0.54022
12 | 2103_B_4 | 2.95e-05 | 0.000139 | 9.46e-06 | 8.97e-06 | 0.00137 | 4.07e-05 | 0.000138 | 0.000239 | 0.000479 | 0.000234 | 0.0026876 | 0.54022
13 | 2712_B_4A, 2712_B_4B | 5.4768e-05 | 0.00036857 | 1.9019e-05 | 6.1584e-05 | 0.00064431 | 0.00012395 | 0.00020726 | 0.00045471 | 0.00050404 | 0.0038736 | 0.0063118 | 0.46855
14 | 2817_B_1 | 4.99e-05 | 0.000139 | 5.46e-06 | 2.05e-05 | 0.00137 | 3e-05 | 9.26e-05 | 0.00165 | 0.000479 | 0.0025 | 0.0063365 | 0.39321
15 | 2823_B_B2 | 4.99e-05 | 0.000139 | 5.46e-06 | 2.05e-05 | 0.00137 | 3e-05 | 9.26e-05 | 0.00165 | 0.000479 | 0.0025 | 0.0063365 | 0.39321
16 | 3954_B_1, 3954_B_2 | 4.99e-05 | 0.000139 | 5.46e-06 | 2.05e-05 | 0.00137 | 3e-05 | 9.26e-05 | 1.65e-05 | 0.000479 | 0.00344 | 0.005643 | 0.46855
17 | 3954_B_3 | 4.99e-05 | 0.000139 | 5.46e-06 | 2.05e-05 | 0.00137 | 3e-05 | 9.26e-05 | 1.65e-05 | 0.000479 | 0.00344 | 0.005643 | 0.46855
18 | 4078_B_3 | 3.9932e-05 | 0.00013667 | 1.5934e-05 | 1.1652e-05 | 0.0028914 | 8.2775e-05 | 0.00020985 | 0.00067414 | 0.0012586 | 0.00086903 | 0.0061899 | 0.14564
19 | 470_B_3 | 0.0003094 | 0.00030817 | 2.5474e-05 | 7.0904e-05 | 0.0012394 | 0.0002499 | 0.00056458 | 0.0010465 | 0.00035866 | 0.00017651 | 0.0043494 | 0.63744
20 | 50611_B_031 | 0.000121 | 0.00027 | 1.61e-05 | 2.94e-05 | 0.000524 | 0.000101 | 0.000208 | 0.000881 | 0.00073 | 8.16e-05 | 0.0029621 | 0.46362
21 | 50974_B_UNIT 1 | 1.7817e-05 | 0.00017955 | 5.5838e-06 | 6.2746e-05 | 0.00010823 | 2.2413e-05 | 0.00021963 | 0.00046317 | 9.9186e-05 | 2.2769e-05 | 0.0012011 | 0.46855
22 | 50974_B_UNIT 2 | 1.7817e-05 | 0.00017955 | 5.5838e-06 | 6.2746e-05 | 0.00010823 | 2.2413e-05 | 0.00021963 | 0.00046317 | 9.9186e-05 | 2.2769e-05 | 0.0012011 | 0.46855
23 | 54634_B_1 | 0.000121 | 0.00027 | 1.61e-05 | 2.94e-05 | 0.000524 | 0.000101 | 0.000208 | 0.000881 | 0.00073 | 8.16e-05 | 0.0029621 | 0.46362
24 | 56611_B_S01 | 0.000121 | 0.00027 | 1.61e-05 | 2.94e-05 | 0.000524 | 0.000101 | 0.000208 | 0.000881 | 0.00073 | 0.00118 | 0.0040605 | 0.54022
25 | 60_B_1 | 8.9337e-05 | 8.8761e-05 | 7.4273e-06 | 2.0481e-05 | 0.00040338 | 7.2015e-05 | 0.00018651 | 0.00035545 | 0.00021403 | 5.1472e-05 | 0.0014889 | 0.54022
26 | 6018_B_2 | 1.7203e-05 | 0.00042399 | 5.0222e-06 | 3.6387e-05 | 0.00066804 | 2.2183e-05 | 0.00011238 | 0.00034724 | 0.00060754 | 0.005853 | 0.008093 | 0.46855
27 | 6041_B_3 | 4.7108e-05 | 5.8612e-05 | 1.1865e-05 | 1.1951e-05 | 0.00014521 | 4.4527e-05 | 0.0030509 | 0.00032346 | 0.00064946 | 0.00011777 | 0.0044609 | 0.46855
28 | 6055_B_2B3 | 2.95e-05 | 0.000139 | 9.46e-06 | 8.97e-06 | 0.00137 | 4.07e-05 | 0.000138 | 0.000239 | 0.000479 | 0.000234 | 0.0026876 | 0.54022
29 | 6068_B_3 | 2.95e-05 | 0.000139 | 9.46e-06 | 8.97e-06 | 0.00137 | 4.07e-05 | 0.000138 | 0.000239 | 0.000479 | 0.000234 | 0.0026876 | 0.54022
30 | 6076_B_3 | 5.1e-05 | 0.000125 | 4.93e-06 | 2.48e-05 | 0.000184 | 1.38e-05 | 0.000207 | 0.000738 | 0.000192 | 0.000711 | 0.00225 | 0.54022
31 | 6076_B_4 | 5.1e-05 | 0.000125 | 4.93e-06 | 2.48e-05 | 0.000184 | 1.38e-05 | 0.000207 | 0.000738 | 0.000192 | 0.000711 | 0.00225 | 0.54022
32 | 6113_B_3 | 4.6246e-05 | 0.0004953 | 9.3211e-06 | 4.6872e-05 | 0.00019334 | 3.0725e-05 | 0.00010647 | 0.020796 | 0.00020855 | 0.003193 | 0.025126 | 0.46855
33 | 6146_B_1 | 4.99e-05 | 0.000139 | 5.46e-06 | 2.05e-05 | 0.00137 | 3e-05 | 9.26e-05 | 0.00165 | 0.000479 | 0.0025 | 0.0063365 | 0.39321
34 | 6146_B_2 | 4.99e-05 | 0.000139 | 5.46e-06 | 2.05e-05 | 0.00137 | 3e-05 | 9.26e-05 | 0.00165 | 0.000479 | 0.0025 | 0.0063365 | 0.39321
35 | 6146_B_3 | 4.99e-05 | 0.000139 | 5.46e-06 | 2.05e-05 | 0.00137 | 3e-05 | 9.26e-05 | 0.00165 | 0.000479 | 0.0025 | 0.0063365 | 0.39321
36 | 6177_B_U1B | 2.95e-05 | 0.000139 | 9.46e-06 | 8.97e-06 | 0.00137 | 4.07e-05 | 0.000138 | 0.000239 | 0.000479 | 0.000234 | 0.0026876 | 0.54022
37 | 6177_B_U2B | 2.95e-05 | 0.000139 | 9.46e-06 | 8.97e-06 | 0.00137 | 4.07e-05 | 0.000138 | 0.000239 | 0.000479 | 0.000234 | 0.0026876 | 0.54022
38 | 6183_B_SM-1 | 4.99e-05 | 0.000139 | 5.46e-06 | 2.05e-05 | 0.00137 | 3e-05 | 9.26e-05 | 0.00165 | 0.000479 | 0.0025 | 0.0063365 | 0.39321
39 | 6204_B_2 | 2.95e-05 | 0.000139 | 9.46e-06 | 8.97e-06 | 0.00137 | 4.07e-05 | 0.000138 | 0.000239 | 0.000479 | 0.000234 | 0.0026876 | 0.54022
40 | 6250_B_1A, 6250_B_1B | 2.95e-05 | 0.000139 | 9.46e-06 | 8.97e-06 | 0.00137 | 4.07e-05 | 0.000138 | 0.000239 | 0.000479 | 0.00168 | 0.0041336 | 0.46855
41 | 628_B_4 | 7.525e-06 | 7.0708e-05 | 7.9564e-06 | 2.7627e-06 | 0.00016064 | 3.2484e-05 | 6.5512e-05 | 8.1894e-05 | 0.00051864 | 0.00080298 | 0.0017511 | 0.4002
42 | 628_B_5 | 7.525e-06 | 7.0708e-05 | 7.9564e-06 | 2.7627e-06 | 0.00016064 | 3.2484e-05 | 6.5512e-05 | 8.1894e-05 | 0.00051864 | 0.00080298 | 0.0017511 | 0.4002
43 | 6705_B_4 | 2.95e-05 | 0.000139 | 9.46e-06 | 8.97e-06 | 0.00137 | 4.07e-05 | 0.000138 | 0.000239 | 0.000479 | 0.00168 | 0.0041336 | 0.46855
44 | 6823_B_W1 | 2.95e-05 | 0.000139 | 9.46e-06 | 8.97e-06 | 0.00137 | 4.07e-05 | 0.000138 | 0.000239 | 0.000479 | 0.00168 | 0.0041336 | 0.46855
45 | 7030_B_U1 | 0.00018745 | 2.8639e-05 | 1.5767e-05 | 2.1093e-05 | 0.00011248 | 0.00017204 | 4.9409e-05 | 0.00052379 | 0.00025325 | 4.1635e-05 | 0.0014056 | 0.39321
46 | 7030_B_U2 | 0.00018745 | 2.8639e-05 | 1.5767e-05 | 2.1093e-05 | 0.00011248 | 0.00017204 | 4.9409e-05 | 0.00052379 | 0.00025325 | 4.1635e-05 | 0.0014056 | 0.39321
47 | 7790_B_1-1 | 0.000121 | 0.00027 | 1.61e-05 | 2.94e-05 | 0.000524 | 0.000101 | 0.000208 | 0.000881 | 0.00073 | 0.000539 | 0.0034195 | 0.46855
48 | 8066_B_BW73 | 2.95e-05 | 0.000139 | 9.46e-06 | 8.97e-06 | 0.00137 | 4.07e-05 | 0.000138 | 0.000239 | 0.000479 | 0.000234 | 0.0026876 | 0.54022
49 | 8066_B_BW74 | 2.95e-05 | 0.000139 | 9.46e-06 | 8.97e-06 | 0.00137 | 4.07e-05 | 0.000138 | 0.000239 | 0.000479 | 0.000234 | 0.0026876 | 0.54022
50 | 8069_B_2 | 0.000121 | 0.00027 | 1.61e-05 | 2.94e-05 | 0.000524 | 0.000101 | 0.000208 | 0.000881 | 0.00073 | 0.000539 | 0.0034195 | 0.46855
51 | 8102_B_1 | 2.95e-05 | 0.000139 | 9.46e-06 | 8.97e-06 | 0.00137 | 4.07e-05 | 0.000138 | 0.000239 | 0.000479 | 0.00168 | 0.0041336 | 0.46855
52 | 976_B_123 | 3.584e-05 | 0.00031496 | 5.3795e-05 | 8.5237e-05 | 0.00098986 | 0.00022921 | 0.001069 | 0.0043204 | 0.00073222 | 0.00013684 | 0.0079674 | 0.46855
53 | 10151_B_BLR1A, 10151_B_BLR1B | 0.00010697 | 0.00024898 | 1.5423e-05 | 2.721e-05 | 0.00044651 | 8.6218e-05 | 0.0003607 | 0.0007433 | 0.00061211 | 9.0714e-05 | 0.0027381 | 0.46362
54 | 10671_B_1A, 10671_B_1B, 10671_B_2A, 10671_B_2B | 0.00063919 | 0.0012389 | 6.1744e-05 | 0.00014791 | 0.002984 | 0.00040311 | 0.0020094 | 0.0045389 | 0.0034157 | 0.0032052 | 0.018644 | 1.8742
55 | 1364_B_4 | 3.69e-05 | 6.54e-05 | 1.61e-05 | 2.94e-05 | 0.000524 | 0.000101 | 0.000208 | 0.000881 | 0.00073 | 0.00030095 | 0.0028927 | 0.46855
56 | 3_B_5 | 4.99e-05 | 0.000139 | 5.46e-06 | 2.05e-05 | 0.00137 | 3e-05 | 9.26e-05 | 1.65e-05 | 0.000479 | 0.00344 | 0.005643 | 0.46855
57 | 3943_B_1 | 4.99e-05 | 0.000139 | 5.46e-06 | 2.05e-05 | 0.00137 | 3e-05 | 9.26e-05 | 1.65e-05 | 0.000479 | 0.00344 | 0.005643 | 0.46855
58 | 3944_B_1 | 4.99e-05 | 0.000139 | 5.46e-06 | 2.05e-05 | 0.00137 | 3e-05 | 9.26e-05 | 1.65e-05 | 0.000479 | 0.00344 | 0.005643 | 0.46855
59 | 3944_B_2 | 4.99e-05 | 0.000139 | 5.46e-06 | 2.05e-05 | 0.00137 | 3e-05 | 9.26e-05 | 1.65e-05 | 0.000479 | 0.00344 | 0.005643 | 0.46855
60 | 3944_B_3 | 4.99e-05 | 0.000139 | 5.46e-06 | 2.05e-05 | 0.00137 | 3e-05 | 9.26e-05 | 1.65e-05 | 0.000479 | 0.00344 | 0.005643 | 0.46855
61 | 6095_B_1 | 3.2349e-05 | 0.00013661 | 9.3632e-06 | 9.5181e-06 | 0.001324 | 4.2191e-05 | 0.00014031 | 0.00024455 | 0.00046638 | 0.00022531 | 0.0026305 | 0.54022
62 | 6204_B_1 | 2.95e-05 | 0.000139 | 9.46e-06 | 8.97e-06 | 0.00137 | 4.07e-05 | 0.000138 | 0.000239 | 0.000479 | 0.000234 | 0.0026876 | 0.54022
63 | 6204_B_3 | 2.95e-05 | 0.000139 | 9.46e-06 | 8.97e-06 | 0.00137 | 4.07e-05 | 0.000138 | 0.000239 | 0.000479 | 0.000234 | 0.0026876 | 0.54022
64 | 6249_B_2 | 4.99e-05 | 0.000139 | 5.46e-06 | 2.05e-05 | 0.00137 | 3e-05 | 9.26e-05 | 1.65e-05 | 0.000479 | 0.00344 | 0.005643 | 0.46855
65 | 6249_B_3 | 4.99e-05 | 0.000139 | 5.46e-06 | 2.05e-05 | 0.00137 | 3e-05 | 9.26e-05 | 1.65e-05 | 0.000479 | 0.00344 | 0.005643 | 0.46855
66 | 8102_B_2 | 2.95e-05 | 0.000139 | 9.46e-06 | 8.97e-06 | 0.00137 | 4.07e-05 | 0.000138 | 0.000239 | 0.000479 | 0.00168 | 0.0041336 | 0.46855
67 | 55076_B_AA001, 55076_B_AA002 | 0.0003251 | 0.00018207 | 3.5424e-05 | 5.3203e-05 | 0.00061299 | 0.00032063 | 0.00018162 | 0.0010779 | 0.0010882 | 0.0004583 | 0.0043354 | 0.78642
68 | 56456_B_BLR1 | 0.000121 | 0.00027 | 1.61e-05 | 2.94e-05 | 0.000524 | 0.000101 | 0.000208 | 0.000881 | 0.00073 | 0.00118 | 0.0040605 | 0.46855
69 | 6021_B_C2 | 0.00010297 | 7.2366e-05 | 1.8092e-05 | 2.3099e-05 | 0.00032749 | 2.4738e-05 | 5.1427e-05 | 0.0049868 | 0.00040141 | 0.00017855 | 0.006187 | 0.46855
70 | 10784_B_BLR1 | 0.00010697 | 0.00024898 | 1.5423e-05 | 2.721e-05 | 0.00044651 | 8.6218e-05 | 0.0003607 | 0.0007433 | 0.00061211 | 9.0714e-05 | 0.0027381 | 0.46362
71 | 50951_B_1 | 2.6455e-05 | 2.8218e-05 | 6.9262e-06 | 0.00025491 | 0.00041249 | 2.5595e-05 | 8.9121e-05 | 0.00023862 | 0.00015624 | 1.259e-05 | 0.0012512 | 0.016463
72 | 1379_B_6, 1379_B_7, 1379_B_8, 1379_B_9 | 0.000484 | 0.00108 | 6.44e-05 | 0.0001176 | 0.002096 | 0.000404 | 0.000832 | 0.003524 | 0.00292 | 0.00344 | 0.014962 | 1.8742
73 | 2817_B_2 | 2.95e-05 | 0.000139 | 9.46e-06 | 8.97e-06 | 0.00137 | 4.07e-05 | 0.000138 | 0.000239 | 0.000497 | 0.000234 | 0.0027056 | 0.49458
74 | 2167_B_1 | 2.95e-05 | 0.000139 | 9.46e-06 | 8.97e-06 | 0.00137 | 4.07e-05 | 0.000138 | 0.000239 | 0.000497 | 0.000234 | 0.0027056 | 0.49458
75 | 2167_B_2 | 2.95e-05 | 0.000139 | 9.46e-06 | 8.97e-06 | 0.00137 | 4.07e-05 | 0.000138 | 0.000239 | 0.000497 | 0.000234 | 0.0027056 | 0.49458
76 | 6068_B_2 | 2.95e-05 | 0.000139 | 9.46e-06 | 8.97e-06 | 0.00137 | 4.07e-05 | 0.000138 | 0.000239 | 0.000497 | 0.000234 | 0.0027056 | 0.49458
77 | 6096_B_1 | 3.3693e-05 | 4.1029e-05 | 8.4232e-06 | 8.3229e-06 | 7.8043e-05 | 2.3645e-05 | 8.8719e-05 | 0.00021392 | 0.0001202 | 0.00019225 | 0.00080824 | 0.26221
78 | 6641_B_1 | 2.95e-05 | 0.000139 | 9.46e-06 | 8.97e-06 | 0.00137 | 4.07e-05 | 0.000138 | 0.000239 | 0.000497 | 0.000234 | 0.0027056 | 0.49458
79 | 6071_B_1 | 3.69e-05 | 6.54e-05 | 1.61e-05 | 2.94e-05 | 0.000524 | 0.000101 | 0.000208 | 0.000881 | 0.00073 | 0.00021 | 0.0028018 | 0.46855
80 | 6249_B_4 | 4.99e-05 | 0.000139 | 5.46e-06 | 2.05e-05 | 0.00137 | 3e-05 | 9.26e-05 | 1.65e-05 | 0.000479 | 0.00344 | 0.005643 | 0.46855

## FF Upgrade Estimated Costs
| UniqueID_Final | Bag Type Upgrade (Incremental Annual Cost, $) | Increased Std Bag frequency (Incremental Annual Cost, $)
0 | 10113_B_CFB1 | 24492.2841 | 6049.48
1 | 10113_B_CFB2 | 24492.2841 | 6049.48
2 | 10143_B_ABB01 | 61263.7663 | 15132.6
3 | 10343_B_SG-101 | 38610.7777 | 9537.03
4 | 10784_B_BLR1 | 35762.2134 | 8833.5
5 | 1356_B_2 | 437595.9206 | 108088.83
6 | 1356_B_3 | 520588.5412 | 128588.58
7 | 1356_B_4 | 520588.5412 | 128588.58
8 | 1379_B_6 | 94439.9908 | 18665.47
9 | 1379_B_7 | 94439.9908 | 18665.47
10 | 1379_B_8 | 94439.9908 | 18665.47
11 | 1379_B_9 | 94439.9908 | 18665.47
12 | 1893_B_4 | 301684.5826 | 74517.77
13 | 4078_B_3 | 212056.2814 | 52379.26
14 | 470_B_3 | 441584.3952 | 109074.43
15 | 50611_B_031 | 15097.793 | 3729.43
16 | 50951_B_1 | 46926.837 | 11590.82
17 | 50974_B_UNIT 1 | 33197.0482 | 8199.9
18 | 50974_B_UNIT 2 | 33197.0482 | 8199.9
19 | 54634_B_1 | 70728.9743 | 17470.57
20 | 56456_B_BLR1 | 311449.1615 | 76930.22
21 | 7030_B_U1 | 105440.0703 | 20839.82
22 | 7030_B_U2 | 105440.0703 | 20839.82
23 | 7790_B_1-1 | 298657.9729 | 59028.15
24 | 8069_B_2 | 262861.1226 | 64928.73
25 | 976_B_123 | 42753.8298 | 10560.52
26 | 55076_B_AA001 | 129695.9971 | 32036.1
27 | 55076_B_AA002 | 129695.9971 | 32036.1
28 | 10151_B_BLR1A | 35612.1151 | 8796.62
29 | 10151_B_BLR1B | 35612.1151 | 8796.62
30 | 6041_B_3 | 191636.8924 | 47335.48
31 | 10671_B_1A | 44211.5737 | 10920.35
32 | 10671_B_2B | 44211.5737 | 10920.35
33 | 10671_B_1B | 44211.5737 | 10920.35
34 | 10671_B_2A | 44211.5737 | 10920.35
35 | 56611_B_S01 | 460323.2655 | 113703.14
36 | 6021_B_C2 | 324149.6648 | 80066.97
37 | 1364_B_4 | Did not estimate | 78271.42

## FF Install Estimated Costs
| UniqueID_Final | Capacity (MW) | Average Annual Gross Generation (MWh) | Capital Charge Rate (%) | Capital Cost (2019$/kW) | VOM (2019$/MWh) | FOM (2019$/kW yr) | Incremental Annual Cost (2019$)
0 | 6823_B_W1 | 417 | 2781556 | 11.04 | 208 | 2.92 | 0.73 | 10776749.04
1 | 136_B_2 | 657 | 3974146.4 | 11.04 | 179 | 2.74 | 0.63 | 14599444.59
2 | 6076_B_4 | 740 | 5144971 | 11.04 | 205 | 2.1 | 0.72 | 18473290.08
3 | 6076_B_3 | 740 | 5254912 | 11.04 | 204 | 2.1 | 0.71 | 18409682.8
4 | 2103_B_1 | 593 | 4326350.8 | 10.86 | 207 | 2.04 | 0.72 | 14716195.66
5 | 2103_B_4 | 593 | 4275037.4 | 16.31 | 207 | 2.04 | 0.72 | 21870055.64
6 | 2103_B_3 | 593 | 3965542.2 | 16.31 | 207 | 2.04 | 0.72 | 21767079.16
7 | 2103_B_2 | 593 | 4304856.8 | 10.86 | 207 | 2.04 | 0.72 | 14711433.79
8 | 6183_B_SM-1 | 391 | 2562326 | 11.04 | 276 | 3.4 | 0.96 | 13251081.09
9 | 3944_B_3 | 651 | 4453167.4 | 12.07 | 183 | 2.8 | 0.64 | 16300985.55
10 | 3944_B_2 | 651 | 4538649 | 12.07 | 183 | 2.8 | 0.64 | 16329874.92
11 | 6250_B_1A | 364 | 1594320 | 38.44 | 223 | 3.04 | 0.78 | 33349520.89
12 | 6250_B_1B | 364 | 1594320 | 38.44 | 223 | 3.04 | 0.78 | 33349520.89